## Prelims
BQ Id | No. | DESCRIPTION OF WORKS | UNIT | QTY | RATE | £ p | Rate 2 | £ p
1: PRELIMINARIES
PRELIMINARIES/GENERAL CONDITIONS COST SUMMARY
Note: Refer to main contract Preliminaries when pricing this section
A10 Project Particulars
6 | A | 1. ______________________________________________________ | £ | 1 |  | 0 |  | 0
7 | B | 2. ______________________________________________________ | £ | 1 |  | 0 |  | 0
8 | C | 3. ______________________________________________________ | £ | 1 |  | 0 |  | 0
9 | D | 4. ______________________________________________________ | £ | 1 |  | 0 |  | 0
A11 Tender and Contract Documents
10 | E | 1. ______________________________________________________ | £ | 1 |  | 0 |  | 0
11 | F | 2. ______________________________________________________ | £ | 1 |  | 0 |  | 0
12 | G | 3. ______________________________________________________ | £ | 1 |  | 0 |  | 0
13 | H | 4. ______________________________________________________ | £ | 1 |  | 0 |  | 0
A12 The Site/Existing Buildings
14 | I | 1. ______________________________________________________ | £ | 1 |  | 0 |  | 0
15 | J | 2. ______________________________________________________ | £ | 1 |  | 0 |  | 0
16 | K | 3. ______________________________________________________ | £ | 1 |  | 0 |  | 0
17 | L | 4. ______________________________________________________ | £ | 1 |  | 0 |  | 0
A13 Description of the Work
18 | M | 1. ______________________________________________________ | £ | 1 |  | 0 |  | 0
19 | N | 2. ______________________________________________________ | £ | 1 |  | 0 |  | 0
20 | O | 3. ______________________________________________________ | £ | 1 |  | 0 |  | 0
21 | P | 4. ______________________________________________________ | £ | 1 |  | 0 |  | 0
A20 The Contract
22 | Q | 1. ______________________________________________________ | £ | 1 |  | 0 |  | 0
23 | R | 2. ______________________________________________________ | £ | 1 |  | 0 |  | 0
24 | S | 3. ______________________________________________________ | £ | 1 |  | 0 |  | 0
25 | T | 4. ______________________________________________________ | £ | 1 |  | 0 |  | 0
|  | Page : PRELIM/1 |  |  | To Bill Summary | 0 |  | 0
BQ Id | No. | DESCRIPTION OF WORKS | UNIT | QTY | RATE | £ p | Rate 2 | £ p
A30 Tendering/Subletting/Supply
26 | A | 1. ______________________________________________________ | £ | 1 |  | 0 |  | 0
27 | B | 2. ______________________________________________________ | £ | 1 |  | 0 |  | 0
28 | C | 3. ______________________________________________________ | £ | 1 |  | 0 |  | 0
29 | D | 4. ______________________________________________________ | £ | 1 |  | 0 |  | 0
A31 Provision, Content and use of Documents
30 | E | 1. ______________________________________________________ | £ | 1 |  | 0 |  | 0
31 | F | 2. ______________________________________________________ | £ | 1 |  | 0 |  | 0
32 | G | 3. ______________________________________________________ | £ | 1 |  | 0 |  | 0
33 | H | 4. ______________________________________________________ | £ | 1 |  | 0 |  | 0
A32 Management of the Works
34 | I | 1. ______________________________________________________ | £ | 1 |  | 0 |  | 0
35 | J | 2. ______________________________________________________ | £ | 1 |  | 0 |  | 0
36 | K | 3. ______________________________________________________ | £ | 1 |  | 0 |  | 0
37 | L | 4. ______________________________________________________ | £ | 1 |  | 0 |  | 0
A33 Quality Standards/Control
38 | M | 1. ______________________________________________________ | £ | 1 |  | 0 |  | 0
39 | N | 2. ______________________________________________________ | £ | 1 |  | 0 |  | 0
40 | O | 3. ______________________________________________________ | £ | 1 |  | 0 |  | 0
41 | P | 4. ______________________________________________________ | £ | 1 |  | 0 |  | 0
A34 Security/Safety/Protection
42 | Q | 1. ______________________________________________________ | £ | 1 |  | 0 |  | 0
43 | R | 2. ______________________________________________________ | £ | 1 |  | 0 |  | 0
44 | S | 3. ______________________________________________________ | £ | 1 |  | 0 |  | 0
45 | T | 4. ______________________________________________________ | £ | 1 |  | 0 |  | 0
A35 Specific Limitations on Method/ Sequence/ Timing
46 | U | 1. ______________________________________________________ | £ | 1 |  | 0 |  | 0
47 | V | 2. ______________________________________________________ | £ | 1 |  | 0 |  | 0
48 | W | 3. ______________________________________________________ | £ | 1 |  | 0 |  | 0
|  | Page : PRELIM/2 |  |  | To Bill Summary | 0 |  | 0
BQ Id | No. | DESCRIPTION OF WORKS | UNIT | QTY | RATE | £ p | Rate 2 | £ p
49 | A | 4. ______________________________________________________ | £ | 1 |  | 0 |  | 0
A36 Facilities/Temporary Work/Services
50 | B | 1. ______________________________________________________ | £ | 1 |  | 0 |  | 0
51 | C | 2. ______________________________________________________ | £ | 1 |  | 0 |  | 0
52 | D | 3. ______________________________________________________ | £ | 1 |  | 0 |  | 0
53 | E | 4. ______________________________________________________ | £ | 1 |  | 0 |  | 0
A37 Operation/Maintenance of the Finished Works
54 | F | 1. ______________________________________________________ | £ | 1 |  | 0 |  | 0
55 | G | 2. ______________________________________________________ | £ | 1 |  | 0 |  | 0
56 | H | 3. ______________________________________________________ | £ | 1 |  | 0 |  | 0
57 | I | 4. ______________________________________________________ | £ | 1 |  | 0 |  | 0
A40 Contractor's General Cost Items: Management and Staff
58 | J | 1. ______________________________________________________ | £ | 1 |  | 0 |  | 0
59 | K | 2. ______________________________________________________ | £ | 1 |  | 0 |  | 0
60 | L | 3. ______________________________________________________ | £ | 1 |  | 0 |  | 0
61 | M | 4. ______________________________________________________ | £ | 1 |  | 0 |  | 0
A41 Contractor's General Cost Items: Site Accommodation
62 | N | 1. ______________________________________________________ | £ | 1 |  | 0 |  | 0
63 | O | 2. ______________________________________________________ | £ | 1 |  | 0 |  | 0
64 | P | 3. ______________________________________________________ | £ | 1 |  | 0 |  | 0
65 | Q | 4. ______________________________________________________ | £ | 1 |  | 0 |  | 0
A42 Contractor's General Cost Items: Services and Facilities
66 | R | 1. ______________________________________________________ | £ | 1 |  | 0 |  | 0
67 | S | 2. ______________________________________________________ | £ | 1 |  | 0 |  | 0
68 | T | 3. ______________________________________________________ | £ | 1 |  | 0 |  | 0
69 | U | 4. ______________________________________________________ | £ | 1 |  | 0 |  | 0
A43 Contractor's General Cost Items: Mechanical Plant
70 | V | 1. ______________________________________________________ | £ | 1 |  | 0 |  | 0
71 | W | 2. ______________________________________________________ | £ | 1 |  | 0 |  | 0
|  | Page : PRELIM/3 |  |  | To Bill Summary | 0 |  | 0
BQ Id | No. | DESCRIPTION OF WORKS | UNIT | QTY | RATE | £ p | Rate 2 | £ p
72 | A | 3. ______________________________________________________ | £ | 1 |  | 0 |  | 0
73 | B | 4. ______________________________________________________ | £ | 1 |  | 0 |  | 0
A44 Contractor's General Cost Items: Temporary Works
74 | C | 1. ______________________________________________________ | £ | 1 |  | 0 |  | 0
75 | D | 2. ______________________________________________________ | £ | 1 |  | 0 |  | 0
76 | E | 3. ______________________________________________________ | £ | 1 |  | 0 |  | 0
77 | F | 4. ______________________________________________________ | £ | 1 |  | 0 |  | 0
|  | Page : PRELIM/4 |  |  | To Bill Summary | 0 |  | 0
| No. | DESCRIPTION OF WORKS |  |  |  | £ p |  | £ p
| No. | BILL SUMMARY
|  | Page : PRELIM/1 |  |  |  | 0
|  | Page : PRELIM/2 |  |  |  | 0
|  | Page : PRELIM/3 |  |  |  | 0
|  | Page : PRELIM/4 |  |  |  | 0
|  | Page : PRELIM/5 |  |  | To Tender Summary | 0 |  | 0

## PC Sum
BQ Id | No. | DESCRIPTION OF WORKS | UNIT | QTY | RATE | £ p
42: PROVISIONAL SUMS
A53 WORK BY STATUTORY AUTHORITIES
120 Work By Statutory Undertakers:
-Item: Scottish Power
-Description of the Work: New Electrical Supply
956 | A | -Provisional Sum, Include: £ 15,000.00 | £ | 1 |  | 15000
957 | B | -Main Contractors oncost and Profit at _______ % | £ | 150 |  | 0
958 | C | -Allow for general attendance | £ | 1 |  | 0
130 Work By Statutory Undertakers:
-Item: Scottish Gas
-Description of the Work: Provision of new gas supply
959 | D | -Provisional Sum, Include: £15,000.00 | £ | 1 |  | 15000
960 | E | -Main Contractors oncost and Profit at _______ % | £ | 150 |  | 0
961 | F | -Allow for general attendance | £ | 1 |  | 0
140 Work By Statutory Undertakers:
-Item: Water
-Description of the Work: Provision of new supply
962 | G | -Provisional Sum, Include: £ 5,000.00 | £ | 1 |  | 5000
963 | H | -Main Contractors oncost and Profit at _______ % | £ | 50 |  | 0
964 | I | -Allow for general attendance | £ | 1 |  | 0
150 Work By Statutory Undertakers:
-Item: BT/Fibre Supply
-Description of the Work: Provision of new supply
965 | J | -Provisional Sum, Include: £2,500.00 | £ | 1 |  | 2500
966 | K | -Main Contractors oncost and Profit at _______ % | £ | 25 |  | 0
967 | L | -Allow for general attendance | £ | 1 |  | 0
|  | Page : PCSUM/1 |  |  | To Bill Summary | 37500
BQ Id | No. | DESCRIPTION OF WORKS | UNIT | QTY | RATE | £ p
A54 PROVISIONAL WORK/ITEMS
Provisional Sums for Defined Work:
100:- Item: Window Repairs
-Description of the Work: Repairs to 40nr Existing Timber Windows
969 | A | -Provisional Sum, Include: £16,000.00 | £ | 1 |  | 16000
970 | B | -Main Contractors oncost and Profit at _______ % | £ | 160 |  | 0
110:- Item: Door Repairs
-Description of the Work: Existing Door Refurbishment and Repairs
including Ironmongery - 31nr Internal and 5nr External
971 | C | -Provisional Sum, Include: £10,000.00 | £ | 1 |  | 10000
972 | D | -Main Contractors oncost and Profit at _______ % | £ | 100 |  | 0
120:- Item: Roof Repairs
-Description of the Work: Repairs to existing timber carcassing and sarking,
sundry unforseen lead repairs, repairs to remaining central flat roof
973 | E | -Provisional Sum, Include: £ 10,000.00 | £ | 1 |  | 10000
974 | F | -Main Contractors oncost and Profit at _______ % | £ | 100 |  | 0
130:- Item: Woodworm Treatment
-Description of the Work: Spray treat existing roof carcassing
975 | G | -Provisional Sum, Include: £2,500.00 | £ | 1 |  | 2500
976 | H | -Main Contractors oncost and Profit at _______ % | £ | 25 |  | 0
140:- Item: Ironmongery
-Description of the Work: Supply of ironmongery to 6nr Internal Doors and
8nr External Doors.
977 | I | -Provisional Sum, Include: £1,500.00 | £ | 1 |  | 1500
978 | J | -Main Contractors oncost and Profit at _______ % | £ | 15 |  | 0
150:- Item: Asbestos Survey
-Description of the Work: Asbestos Survey by Main Contractor
979 | K | -Provisional Sum, Include: £2,500.00 | £ | 1 |  | 2500
980 | L | -Main Contractors oncost and Profit at _______ % | £ | 25 |  | 0
|  | Page : PCSUM/2 |  |  | To Bill Summary | 42500
BQ Id | No. | DESCRIPTION OF WORKS | UNIT | QTY | RATE | £ p
160:- Item: Signage
-Description of the Work: Supply and Fitting Signage
981 | A | -Provisional Sum, Include: £ 750.00 | £ | 1 |  | 750
982 | B | -Main Contractors oncost and Profit at _______ % | £ | 7.5 |  | 0
170:- Item: Builderswork in Connection with Services
-Description of the Work: Unforseen Builderswork in connection with
services
983 | C | -Provisional Sum, Include: £ 25,000.00 | £ | 1 |  | 25000
984 | D | -Main Contractors oncost and Profit at _______ % | £ | 250 |  | 0
180:- Item: Screed Repairs
-Description of the Work: Localised repairs to existing concrete screeds.
985 | E | -Provisional Sum, Include: £500.00 | £ | 1 |  | 500
986 | F | -Main Contractors oncost and Profit at _______ % | £ | 5 |  | 0
190:- Item: Lightning Conductor
-Description of the Work: Lightning Conductor System to Tower
1057 | G | -Provisional Sum, Include: £ 1,200.00 | £ | 1 |  | 1200
1058 | H | -Main Contractors oncost and Profit at _______ % | £ | 12 |  | 0
200:- Item: Rooflights
-Description of the Work: Replacement of existing cast iron rooflight and
repairs to existing
1059 | I | -Provisional Sum, Include: £ 3,000.00 | £ | 1 |  | 3000
1060 | J | -Main Contractors oncost and Profit at _______ % | £ | 30 |  | 0
210:- Item: Brick Tile Repairs
-Description of the Work: Repairs and Re Grouting to existing brick tiles
1062 | K | -Provisional Sum, Include: £ 2,500.00 | £ | 1 |  | 2500
1063 | L | -Main Contractors oncost and Profit at _______ % | £ | 5 |  | 0
220:- Item: Wall Lining Repairs
-Description of the Work: Repairs to existing t&g Wall Linings
1064 | M | -Provisional Sum, Include: £ 1,500.00 | £ | 1 |  | 1500
|  | Page : PCSUM/3 |  |  | To Bill Summary | 34450
BQ Id | No. | DESCRIPTION OF WORKS | UNIT | QTY | RATE | £ p
1065 | A | -Main Contractors oncost and Profit at _______ % | £ | 15 |  | 0
230:- Item: Drainage
-Description of the Work: Alterations to existing drainage at Warehouse
1067 | B | -Provisional Sum, Include: £ 1,500.00 | £ | 1 |  | 1500
1066 | C | -Main Contractors oncost and Profit at _______ % | £ | 15 |  | 0
240:- Item: Clock Tower
-Description of the Work: Timber Louvre Repairs, redecoration and removal
of vegetation.
1069 | D | -Provisional Sum, Include: £250.00 | £ | 1 |  | 250
1073 | E | -Main Contractors oncost and Profit at _______ % | £ | 5 |  | 0
250:- Item: External Furniture
-Description of the Work: 6nr New Picnic Tables, Feature Play Structure
and Litter Bins
1070 | F | -Provisional Sum, Include: £5,000.00 | £ | 1 |  | 5000
1072 | G | -Main Contractors oncost and Profit at _______ % | £ | 50 |  | 0
260:- Item: Bat Survey
-Description of the Work: Bat Survey
1212 | H | -Provisional Sum, Include: £1,000.00 | £ | 1 |  | 1000
1213 | I | -Main Contractors oncost and Profit at _______ % | £ | 10 |  | 0
270:- Item: Floor Repairs
-Description of the Work: Floor repairs from previous flood damage.
1214 | J | -Provisional Sum, Include: £5,000.00 | £ | 1 |  | 5000
1215 | K | -Main Contractors oncost and Profit at _______ % | £ | 50 |  | 0
|  | Page : PCSUM/4 |  |  | To Bill Summary | 12750
BQ Id | No. | DESCRIPTION OF WORKS | UNIT | QTY | RATE | £ p
A55 DAYWORKS
Note;
Definition of Prime Cost of Dayworks carried out under Building Contract -
Option A applies.
110 Labour
Provisional Sum: Include prime cost of labour incurred before the Final
988 | A | Completion Date: £ 500.00 | £ | 1 |  | 500
- Percentage adjustment: Add to cover incidental costs, overheads and
989 | B | profit at: _______% | £ | 5 |  | 0
Provisional Sum: Include prime cost of labour incurred after the Final
990 | C | Completion Date: £ 250.00 | £ | 1 |  | 250
- Percentage adjustment: Add to cover incidental costs, overheads and
991 | D | profit at: _______% | £ | 2.5 |  | 0
120 Products
Provisional Sum: Include prime cost incurred at any time during the contract
992 | E | 250 | £ | 1 |  | 250
- Percentage adjustment: Add to cover incidental costs, overheads and
993 | F | profit at: _______% | £ | 2.5 |  | 0
130 Equipment
Provisional Sum: Include prime cost of plant (equipment) incurred before
994 | G | the Final Completion date: £ 250.00 | £ | 1 |  | 250
- Percentage adjustment: Add to cover incidental costs, overheads and
995 | H | profit at: _______% | £ | 2.5 |  | 0
Provisional Sum: Include prime cost of plant (equipment) incurred after the
996 | I | Final Completion date: £ 150.00 | £ | 1 |  | 150
- Percentage adjustment: Add to cover incidental costs, overheads and
997 | J | profit at: _______% | £ | 1.5 |  | 0
Plant (equipment) costs: Rates set out in the Schedule of Basic Plant
charges published by the RICS current date of Tender
140 Specialist Trades
Include Provisional Sums for dayworks within the province of:
RICS/Electrical Contractor's Association:
999 | K | Prime cost of labour: The sum of £ 500.00 | £ | 1 |  | 500
- Percentage adjustment: Add to cover incidental costs, overheads and
1000 | L | profit at: _______% | £ | 5 |  | 0
|  | Page : PCSUM/5 |  |  | To Bill Summary | 1900
BQ Id | No. | DESCRIPTION OF WORKS | UNIT | QTY | RATE | £ p
1001 | A | Prime cost of materials and goods: The sum of £ 250.00 | £ | 1 |  | 250
- Percentage adjustment: Add to cover incidental costs, overheads and
1002 | B | profit at: _______% | £ | 2.5 |  | 0
1003 | C | Prime cost of plant: The sum of £ 150.00 | £ | 1 |  | 150
- Percentage adjustment: Add to cover incidental costs, overheads and
1004 | D | profit at: _______% | £ | 1.5 |  | 0
RICS/Heating and Ventilating Contractor's Association:
1005 | E | Prime cost of labour: The sum of £ 500.00 | £ | 1 |  | 500
- Percentage adjustment: Add to cover incidental costs, overheads and
1006 | F | profit at: _______% | £ | 5 |  | 0
1007 | G | Prime cost of materials and goods: The sum of £ 250.00 | £ | 1 |  | 250
- Percentage adjustment: Add to cover incidental costs, overheads and
1008 | H | profit at: _______% | £ | 2.5 |  | 0
1009 | I | Prime cost of plant: The sum of £ 150.00 | £ | 1 |  | 150
- Percentage adjustment: Add to cover incidental costs, overheads and
1010 | J | profit at: _______% | £ | 1.5 |  | 0
RICS/National Association of Plumbing, Heating and Mechanical Services
contractors:
1011 | K | Prime cost of labour: The sum of £ 500.00 | £ | 1 |  | 500
- Percentage adjustment: Add to cover incidental costs, overheads and
1012 | L | profit at: _______% | £ | 5 |  | 0
1013 | M | Prime cost of materials and goods: The sum of £ 250.00 | £ | 1 |  | 250
- Percentage adjustment: Add to cover incidental costs, overheads and
1014 | N | profit at: _______% | £ | 2.5 |  | 0
1015 | O | Prime cost of plant: The sum of £ 150.00 | £ | 1 |  | 150
- Percentage adjustment: Add to cover incidental costs, overheads and
1016 | P | profit at: _______% | £ | 2.5 |  | 0
|  | Page : PCSUM/6 |  |  | To Bill Summary | 2200
| No. | DESCRIPTION OF WORKS |  |  |  | £ p
| No. | BILL SUMMARY
|  | Page : PCSUM/1 |  |  |  | 37500
|  | Page : PCSUM/2 |  |  |  | 42500
|  | Page : PCSUM/3 |  |  |  | 34450
|  | Page : PCSUM/4 |  |  |  | 12750
|  | Page : PCSUM/5 |  |  |  | 1900
|  | Page : PCSUM/6 |  |  |  | 2200
|  | Page : PCSUM/7 |  |  | To Tender Summary | 131300

## 1.1
BQ Id | No. | DESCRIPTION OF WORKS | UNIT | QTY | RATE | £ p
5: EXCAVATING & FILLING
Note;
All substructures are subject to re-measurement.
Under NRM2 it should be noted when pricing that
compaction and earth work support is deemed
included in the excavation items. All quantities are
Provisional.
Excavation
Foundation excavation, from reduced level
Not exceeding 2 m deep
186 | A | Generally, pits (Provisional Quantity) | m³ | 4 |  | 0
188 | B | Generally, trenches (Provisional Quantity) | m³ | 6 |  | 0
Disposal
Excavated material off site
To a location found by the contractor and depositing
191 | C | (Provisional Quantity) | m³ | 7 |  | 0
Filling obtained from excavated material
Final thickness of filling exceeding 500mm deep
Backfilling foundations, from on site spoil heaps
194 | D | (Provisional Quantity) | m³ | 3 |  | 0
Imported filling
Type 1 Hardcore, Beds exceeding 500mm deep
Level, to falls, cross falls or cambers
195 | E | Backfilling foundations (Provisional Quantity) | m³ | 3 |  | 0
8: UNDERPINNING
Underpinning
Wall of Building
Refer to the Structural engineers drawings AA4405/
SK02 and Architects drawing 6251 GA 108 and
engineers sequence notes;
Include requisite excavations, disposal, concrete,
reinforcement, temporary support for existing
structures, carried out in 2nr 1000mm stages as
223 | F | detailed, making good, complete | m | 4 |  | 0
|  | Page : 1.1/1 |  |  | To Bill Summary | 0
BQ Id | No. | DESCRIPTION OF WORKS | UNIT | QTY | RATE | £ p
11: IN-SITU CONCRETE WORKS
Plain in-situ mass concrete
50mm thick
196 | A | Filling Hollow Walls, concrete | m³ | 1 |  | 0
Reinforced in-situ concrete; horizontal Work
<300mm thick
In structures
198 | B | Reinforced less than 5%, in pits | m³ | 2 |  | 0
199 | C | Reinforced less than 5%, in trenches | m³ | 2 |  | 0
Reinforcement
Reinforcement; mesh
A252 fabric
204 | D | To strip foundations | m² | 8 |  | 0
A393 fabric
205 | E | To pits | m² | 4 |  | 0
14: MASONRY
Brick/Block walls
In stretcher bond
210 | F | 100mm thick, Blockwork (Provisional Quantity) | m² | 10 |  | 0
211 | G | 140mm thick Blockwork (Provisional Quantity) | m² | 10 |  | 0
Isolated piers, isolated casings, chimney stacks,
columns
Blockwork
Vertical, 440x327.5mm thick piers (4nr)- refer to
245 | H | drawing AA4405/SK15A | m | 5 |  | 0
Damp-proof courses < 300mm wide
Hyload DPC
218 | I | Horizontal, 100mm | m | 17 |  | 0
219 | J | Horizontal, 140mm | m | 17 |  | 0
|  | Page : 1.1/2 |  |  | To Bill Summary | 0
BQ Id | No. | DESCRIPTION OF WORKS | UNIT | QTY | RATE | £ p
28: FLOOR, WALL, CEILING AND ROOF FINISHINGS
Finish to walls:
Base Bead
285 | A | < 600mm wide | m | 17 |  | 0
Stop Beads
284 | B | < 600mm wide | m | 34 |  | 0
Wet dash render, to blockwork, spec M20 120
282 | C | < 600mm wide | m | 34 |  | 0
283 | D | > 600mm wide | m² | 28 |  | 0
|  | Page : 1.1/3 |  |  | To Bill Summary | 0
| No. | DESCRIPTION OF WORKS |  |  |  | £ p
| No. | BILL SUMMARY
|  | Page : 1.1/1 |  |  |  | 0
|  | Page : 1.1/2 |  |  |  | 0
|  | Page : 1.1/3 |  |  |  | 0
|  | Page : 1.1/4 |  |  | To Tender Summary | 0

## 1.2
BQ Id | No. | DESCRIPTION OF WORKS | UNIT | QTY | RATE | £ p
5: EXCAVATING & FILLING
Notes;
1. Foundation excavations for trenches are
|  | measured under section 1.1 substructure. |  | 1 |  | 0
Excavation
Bulk excavation to reduce levels
249 | A | Not exceeding 2m deep (Provisional Quantity) | m³ | 50 |  | 0
Not exceeding 2m deep, within existing building -
293 | B | refer to drawing AA4405/SK10 (Provisional Quantity) | m³ | 10 |  | 0
Extra over all types of excavation irrespective of depth
For breaking up
Concrete, within building - assume 150mm thick -
294 | C | refer to drawing AA4405/SK10 | m³ | 3 |  | 0
Saw Cut existing Concrete, within building - assume
296 | D | 150mm thick - refer to drawing AA4405/SK10 | m | 19 |  | 0
Disposal
Excavated material off site
To a location found by the contractor off site and
254 | E | depositing (Provisional Quantity) | m³ | 60 |  | 0
Imported filling
Sand, Beds over 50mm thick but not exceeding
500mm deep, 50mm finished thickness
Sloping not exceeding 15 degrees from horizontal
To general excavations to make up levels (Floor
295 | F | Slab within existing building) | m³ | 1 |  | 0
To general excavations to make up levels (Floor
224 | G | Slab) | m³ | 6 |  | 0
Type 1 Hardcore, Beds over 50mm thick but not
exceeding 500mm deep, 150mm finished
thickness
Sloping not exceeding 15 degrees from horizontal
To general excavations to make up levels (Floor
225 | H | Slab) | m³ | 17 |  | 0
|  | Page : 1.2/1 |  |  | To Bill Summary | 0
BQ Id | No. | DESCRIPTION OF WORKS | UNIT | QTY | RATE | £ p
To general excavations to make up levels, within
existing building - refer to drawing AA4405/SK10
297 | A | (Floor Slab) | m³ | 3 |  | 0
Damp proof membrane
Not exceeding 500mm wide,
Vertical
226 | B | Generally | m | 46 |  | 0
Generally, within existing building - refer to drawing
298 | C | AA4405/SK10 | m | 19 |  | 0
Over 500mm wide,
Horizontal
227 | D | Generally | m² | 112 |  | 0
Generally, within existing building - refer to drawing
299 | E | AA4405/SK10 | m² | 22 |  | 0
11: IN-SITU CONCRETE WORKS
Reinforced in-situ concrete; horizontal Work
<300mm thick, in slabs
In structures
Reinforced less than 5%, 250mm thick slab, grade
229 | F | C28/35 | m³ | 28 |  | 0
Reinforced less than 5%, 250mm thick slab, grade
C28/35, within existing building - refer to drawing
300 | G | AA4405/SK10 | m³ | 6 |  | 0
Reinforcement
Reinforcement; mesh
To slab
231 | H | A393 fabric | m² | 224 |  | 0
A393 fabric, within existing building - refer to
301 | I | drawing AA4405/SK10 | m² | 22 |  | 0
Designed joints in in-situ concrete; formed
20mm insulation at perimeter of slab
234 | J | 250mm high, vertical (Provisional) | m | 46 |  | 0
|  | Page : 1.2/2 |  |  | To Bill Summary | 0
BQ Id | No. | DESCRIPTION OF WORKS | UNIT | QTY | RATE | £ p
Isolation Joint, 10mm compressible hydrocell
board to wall sealed at head by 10mm X 5mm 2
part Thioflex 600 sealant;
235 | A | Vertical | m | 46 |  | 0
Vertical, within existing building - refer to drawing
302 | B | AA4405/SK10 | m | 19 |  | 0
21: CLADDING AND COVERING
Sheer claddings or coverings; floors
18mm Chipboard
Fixed to timber
1225 | C | Internal, exceeding 600mm wide | m² | 175 |  | 0
|  | Page : 1.2/3 |  |  | To Bill Summary | 0
| No. | DESCRIPTION OF WORKS |  |  |  | £ p
| No. | BILL SUMMARY
|  | Page : 1.2/1 |  |  |  | 0
|  | Page : 1.2/2 |  |  |  | 0
|  | Page : 1.2/3 |  |  |  | 0
|  | Page : 1.2/4 |  |  | To Tender Summary | 0

## 2.2
BQ Id | No. | DESCRIPTION OF WORKS | UNIT | QTY | RATE | £ p
16: CARPENTRY
Timber framing; primary or structural timbers
Refer to Structural Engineers Drawings AA4405/
SK12 & 13
Floor joists
758 | A | Nominal size 225 x 50mm C24 at 600mm centres | m | 63 |  | 0
21: CLADDING AND COVERING
Rigid sheet cladding;
Floors, exceeding 600mm wide
22mm Chipboard
Internal, to timber joists - Refer to Structural
769 | B | Engineers Drawings AA4405/SK12 & 13 | m² | 26 |  | 0
|  | Page : 2.2/1 |  |  | To Bill Summary | 0
| No. | DESCRIPTION OF WORKS |  |  |  | £ p
| No. | BILL SUMMARY
|  | Page : 2.2/1 |  |  |  | 0
|  | Page : 2.2/2 |  |  | To Tender Summary | 0

## 2.3
BQ Id | No. | DESCRIPTION OF WORKS | UNIT | QTY | RATE | £ p
4: ALTERATIONS, REPAIRS & CONSERVATION
Filling in openings
Former Vent Shaft Opening through Roof
Size 1200x1200mm with requisite framing, sarking,
breathable felt and slates to match existing,
1202 | A | complete | nr | 1 |  | 0
Works of alteration
Roof Vents
Remove existing slates, supply and install
conservation style slate vent and refix as necessary
1216 | B | (Provisional Quantity) | nr | 10 |  | 0
Slate Repairs
Remove existing slates at eaves and refix as
necessary after lead tapered gutter installed, include
new tilting fillet, remove surplus slates off site, spec
325 | C | H62 150A | m | 40 |  | 0
Remove existing slipped slates and refix as
324 | D | necessary, spec H62 150A (Provisional Quantity) | nr | 150 |  | 0
Removing
Plumbing items and installations
Existing cast iron gutters and supports, remove off
357 | E | site | m | 220 |  | 0
1201 | F | Existing vent shaft, remove off site | nr | 1 |  | 0
Coverings
Existing mastic asphalt roofing, to roof, remove
327 | G | debris off site | m² | 95 |  | 0
Existing plywood decking, to flat roof, remove debris
328 | H | off site - 50%, spec K11 515A | m² | 47 |  | 0
Repairing
Timber
Cutting out decayed defective fascia, size
200x25mm, replace with new, remove debris off site,
1222 | I | complete (Provisional Quantity) | m | 50 |  | 0
Cutting out decayed defective flat roof joists, size
150x50mm, replace with new on and including dpc,
remove debris off site, complete (Provisional
1221 | J | Quantity) | m | 200 |  | 0
|  | Page : 2.3/1 |  |  | To Bill Summary | 0
BQ Id | No. | DESCRIPTION OF WORKS | UNIT | QTY | RATE | £ p
Cutting out decayed defective 150x50mm rafter
ends, 750mm long, include temporary propping
existing roof as required, and replacing with new
150x50mm rafter end, include splicing and bolting
ends of new rafter to existing timber, 1000mm
overlap, 4nr galvanised M12 bolts each with
galvanised double sided toothplate connection
between contact faces and 50mm galvanised square
mild steel plate washers at head and nut ends,
include splay cutting end of rafter, wrapping ends
with dpc, treated end with preservative, remove
1223 | A | debris off site (Provisional Quantity) | nr | 6 |  | 0
15: STRUCTURAL METALWORK
Structural steelwork; framed members, framing and
fabrication;
Lengths over 1.00m but not exceeding 9.00m
Trusses
Comprising 125x65PFC's, 90x90x8 angles, including
shot blasting and surfacing finishing, complete -
Refer to drawing AA4405/SK18 Gable Panels and
271 | B | SK18 Truss Layout | nr | 2 |  | 0
Comprising 133x102x13UB Tee, 152x76x26Tees
and 90x90x7 angles forming diagonals, including
shot blasting and surfacing finishing, complete -
270 | C | Refer to drawing AA4405/SK17A & 18 | nr | 5 |  | 0
Structural steelwork; isolated structural members
fabrication
Plain member;
Purlins at 1200mm centres
275 | D | 125x65x15 PFC | t | 2.41 |  | 0
Restraint at wallhead
272 | E | 200x90x30 PFC | t | 0.48 |  | 0
Structural steelwork; isolated structural members,
permanent erection on site
Plain member;
Purlins at 1200mm centres
276 | F | 125x65x15 PFC | nr | 10 |  | 0
|  | Page : 2.3/2 |  |  | To Bill Summary | 0
BQ Id | No. | DESCRIPTION OF WORKS | UNIT | QTY | RATE | £ p
Restraint at wallhead
273 | A | 200x90x30 PFC | nr | 1 |  | 0
Surface treatments
Protective painting
On site
277 | B | 125x65x15 PFC | m² | 6 |  | 0
274 | C | 200x90x30 PFC | m² | 10 |  | 0
16: CARPENTRY
Timber framing; primary or structural timbers
Fillet at Aspahlt Roof
Ex 100x50mm treated softwood, forming skirting -
1203 | D | refer to drawing 6251 A001 (Provisional Quantity) | m | 27 |  | 0
Lowered Ceiling Members
1224 | E | 100x50mm treated softwood (Provisional Quantity) | m | 180 |  | 0
Tapered Gutter
100x50mm treated softwood, forming supports for
304 | F | gutter (Provisional Quantity) | m | 300 |  | 0
Wall Plate
100x45mm treated softwood, forming bearer for
steel trusses, fixed to masonry wall head - refer to
362 | G | drawings 6251 GA 502, 503, 404 | m | 18 |  | 0
Plywood
Exceeding 600mm wide;
18mm thick, WBP treated plywood, horizontal,
forming flat roof, in repairs (50% of roof area) - spec
329 | H | K11/515A | m² | 47 |  | 0
18mm thick, WBP treated plywood, horizontal,
303 | I | forming gutter - spec K11/515A | m² | 46 |  | 0
Not exceeding 600mm wide;
18mm thick, WBP treated plywood, vertical, forming
319 | J | gutter - spec K11/515A | m | 31 |  | 0
|  | Page : 2.3/3 |  |  | To Bill Summary | 0
BQ Id | No. | DESCRIPTION OF WORKS | UNIT | QTY | RATE | £ p
17: SHEET ROOF COVERINGS
Sheet metals coverings > 500mm wide
Sloping; 1 in 80 fall
Code 6 Sheet Lead Tapered Gutter
318 | A | To timber base, spec H71 230A | m² | 43 |  | 0
Extra over for forming
Drips
55mm high, code 6 sheet lead
321 | B | To timber base, spec H71 230A | m | 74 |  | 0
Outlet
Code 6 sheet lead
323 | C | To timber base, spec H71 230A | nr | 2 |  | 0
Rolls
Ex 45x45mm wood core roll, code 6 sheet lead
320 | D | To timber base, spec H71 310A | m | 42 |  | 0
Boundary work
Code 6 sheet lead, 150mm girth
Flashing < 500mm high
Horizontal - refer to drawing 6251A001 at Asphalt
1204 | E | Roof, spec H71 230A | m | 27 |  | 0
Upstands < 500mm high
322 | F | Sloping, spec H71 230A | m | 85 |  | 0
19: WATERPROOFING
Mastic asphalt roofing;
Fascia
332 | G | 175mm high, to timber base - spec J21 135A | m | 40 |  | 0
Kerbs
175mm high, against rooflight abutment, to timber
331 | H | base - spec J21 135A | m | 6 |  | 0
|  | Page : 2.3/4 |  |  | To Bill Summary | 0
BQ Id | No. | DESCRIPTION OF WORKS | UNIT | QTY | RATE | £ p
Skirting
175mm high, against existing wall at abutment, To
330 | A | timber base - spec J21 135A | m | 29 |  | 0
Mastic asphalt roofing; covering > 500mm wide
Horizontal
326 | B | To timber base - spec J21 135A | m² | 95 |  | 0
21: CLADDING AND COVERING
Profiled sheet cladding or roofing; roofs, colour
Merlin Grey RAL 1804095
Exceeding 600 wide
Sloping
External, Kingspan KS1000 RW insulated cladding,
256 | C | spec H43 121A | m² | 185 |  | 0
Vertical
External, Kingspan KS600 insulated gable cladding,
278 | D | spec H43 130A | m² | 25 |  | 0
Boundary work including flashings
Kingspan
Eaves
258 | E | Horizontal | m | 34 |  | 0
Rainwater downpipes, Rainwater gutters,
Kingspan Highline, spec R10 314A
260 | F | Vertical | m | 8 |  | 0
Extra over downpipes for connection to underground
261 | G | drainage | nr | 2 |  | 0
Rainwater gutters, Kingspan Highline, spec R10
314
263 | H | Extra over gutters for hopper outlet | nr | 2 |  | 0
265 | I | Extra over gutters for outlets to suit downpipes | nr | 2 |  | 0
262 | J | Horizontal | m | 17 |  | 0
266 | K | Extra over gutters for stop ends | nr | 2 |  | 0
|  | Page : 2.3/5 |  |  | To Bill Summary | 0
BQ Id | No. | DESCRIPTION OF WORKS | UNIT | QTY | RATE | £ p
Ridges
267 | A | Horizontal | m | 17 |  | 0
Verges
268 | B | Sloping | m | 22 |  | 0
Rainwater gutters and downpipes
269 | C | Testing and commissioning | £ | 1 |  | 0
31: INSULATION, FIRE STOPPING & FIRE
PROTECTION
Quilts
200mm thick
Laid across members at 600mm centres
1211 | D | Horizontal, spec P10 125 (Provisional Quantity) | m² | 1061 |  | 0
33: DRAINAGE ABOVE GROUND
Rainwater installations pipework; cast iron pipework
Downpipes
Straight pipes, Apex heritage cast iron circular
361 | E | downpipes, size DN100, spec R10 380A | m | 8 |  | 0
Straight pipes, Apex heritage cast iron circular
333 | F | downpipes, size DN100, spec R10 380A, in repairs | m | 3 |  | 0
Extra over for offset/swan neck bends, prepared and
337 | G | fitted as downpipe, spec R10 380A | nr | 2 |  | 0
Extra over for rain water hopper, Alumasc, spec
341 | H | NBS R10 365B | nr | 2 |  | 0
Extra over for shoe, prepared and fitted as
342 | I | downpipe, spec R10 380A | nr | 2 |  | 0
Gutters
Straight, apex heritage cast iron, 125mm Ogee,
356 | J | spec R10 315B | m | 40 |  | 0
Straight, apex heritage cast iron, 150mm half round,
355 | K | spec R10 315A | m | 170 |  | 0
Straight, apex heritage cast iron, spec R10 315A, in
346 | L | repairs | m | 10 |  | 0
Extra over for 90 degree angle, prepared and fitted
359 | M | as before, half round, spec R10 315A | nr | 6 |  | 0
|  | Page : 2.3/6 |  |  | To Bill Summary | 0
BQ Id | No. | DESCRIPTION OF WORKS | UNIT | QTY | RATE | £ p
Extra over for 90 degree angle, prepared and fitted
358 | A | as before, ogee, spec R10 315B | nr | 4 |  | 0
Extra over for end cap piece, prepared and fitted as
348 | B | before, half round, spec R10 315A | nr | 4 |  | 0
Extra over for end cap piece, prepared and fitted as
349 | C | before, ogee, spec R10 315B | nr | 4 |  | 0
Extra over for non ferrous balloon type leaf guards to
outlets, prepared and fitted as before, spec R10
351 | D | 315B | nr | 4 |  | 0
Extra over for outlet to suit downpipe, prepared and
352 | E | fitted as before, half round, spec R10 315A | nr | 12 |  | 0
Testing and commissioning
354 | F | Rainwater installation | £ | 1 |  | 0
|  | Page : 2.3/7 |  |  | To Bill Summary | 0
| No. | DESCRIPTION OF WORKS |  |  |  | £ p
| No. | BILL SUMMARY
|  | Page : 2.3/1 |  |  |  | 0
|  | Page : 2.3/2 |  |  |  | 0
|  | Page : 2.3/3 |  |  |  | 0
|  | Page : 2.3/4 |  |  |  | 0
|  | Page : 2.3/5 |  |  |  | 0
|  | Page : 2.3/6 |  |  |  | 0
|  | Page : 2.3/7 |  |  |  | 0
|  | Page : 2.3/8 |  |  | To Tender Summary | 0

## 2.5
BQ Id | No. | DESCRIPTION OF WORKS | UNIT | QTY | RATE | £ p
4: ALTERATIONS, REPAIRS & CONSERVATION
Repointing
Rake out existing joints and repoint with lime
mortar, to stonework
Refer to the tender drawings and NBS Spec C41
1205 | A | 0 - 25mm deep, generally (Provisional Quantity) | m² | 120 |  | 0
1206 | B | 0 - 25mm deep, generally (Provisional Quantity) | m | 60 |  | 0
0 - 25mm deep, to chimney heads, generally
1207 | C | (Provisional Quantity) | m² | 20 |  | 0
13: PRECAST CONCRETE
Precast concrete;
Lintels
Robeslee Type C - refer to drawing AA4405/SK15A
290 | D | 3900mm long | nr | 3 |  | 0
Robeslee Type D - refer to drawing AA4405/SK15A
286 | E | 1200mm long | nr | 1 |  | 0
Robeslee Type E - refer to drawing AA4405/SK15A
288 | F | 1200mm long | nr | 1 |  | 0
Robeslee Type K9 - refer to drawing AA4405/SK15A
289 | G | 3900mm long | nr | 3 |  | 0
14: MASONRY
Brick/Block walls
In stretcher bond
280 | H | 100mm thick, Blockwork, spec F10 355 | m² | 28 |  | 0
279 | I | 140mm thick Blockwork, spec F10 355 | m² | 28 |  | 0
440mm thick, Blockwork, built off existing wall head,
spec F10 355 - refer to drawings 6251 GA502, 503
292 | J | & 504 | m² | 8 |  | 0
|  | Page : 2.5/1 |  |  | To Bill Summary | 0
BQ Id | No. | DESCRIPTION OF WORKS | UNIT | QTY | RATE | £ p
Isolated piers, isolated casings, chimney stacks,
columns
Blockwork
Vertical, 440x327.5mm thick piers (4nr)- refer to
281 | A | drawing AA4405/SK15A | m | 15 |  | 0
Vertical, 440x327.5mm thick piers (5nr), built off
existing masonry wall head - refer to drawing
291 | B | AA4405/SK17A | m | 3 |  | 0
Forming cavity
50mm wide
Building in ends of wall ties to blockwork, wall ties
287 | C | for masonry cavity wall | m² | 28 |  | 0
28: FLOOR, WALL, CEILING AND ROOF FINISHINGS
Finish to walls:
Render System
Beads: PVC render stop profile
Fixing to blockwork, at basecourse (Provisional
1028 | D | Quantity) | m | 6 |  | 0
Fixing to blockwork, at openings (Provisional
1029 | E | Quantity) | m | 15 |  | 0
Beads: external angle bead
Fixing to blockwork, at openings (Provisional
1030 | F | Quantity) | m | 15 |  | 0
Render finish to match existing, primer coat and
decorative finish over, in accordance with
manufacturers instructions, in repairs
1031 | G | External, to blockwork, < 600mm wide | m | 15 |  | 0
External, to blockwork, > 600mm wide, spec M20/
1032 | H | 120 | m² | 28 |  | 0
Render System, Spec NBS M20 120A
Render finish to match existing, primer coat and
decorative finish over, in accordance with
manufacturers instructions, in repairs
External, to masonry, < 600mm wide, where
defective render stripped off (Provisional Quantity -
1039 | I | 25% assumed) | m | 37 |  | 0
|  | Page : 2.5/2 |  |  | To Bill Summary | 0
BQ Id | No. | DESCRIPTION OF WORKS | UNIT | QTY | RATE | £ p
External, to masonry, > 600mm wide, where
defective render stripped off (Provisional Quantity -
1033 | A | 25% assumed) | m² | 86 |  | 0
|  | Page : 2.5/3 |  |  | To Bill Summary | 0
| No. | DESCRIPTION OF WORKS |  |  |  | £ p
| No. | BILL SUMMARY
|  | Page : 2.5/1 |  |  |  | 0
|  | Page : 2.5/2 |  |  |  | 0
|  | Page : 2.5/3 |  |  |  | 0
|  | Page : 2.5/4 |  |  | To Tender Summary | 0

## 2.6
BQ Id | No. | DESCRIPTION OF WORKS | UNIT | QTY | RATE | £ p
4: ALTERATIONS, REPAIRS & CONSERVATION
Removing existing external doors
Remove existing external doors and frames and
708 | A | dispose off site (ED04, ED05, ED06, ED07) | nr | 4 |  | 0
Removing existing windows
Remove existing louvred windows and dispose off
181 | B | site (W71, W72, W73, W74, W75, W76, W77) | nr | 7 |  | 0
Remove existing windows and dispose off site
429 | C | (W12, W16, W31, W32, W33, W35) | nr | 6 |  | 0
Removing existing external doors and re-hang
Carefully remove existing external door and
rehang in new position
Size 1400 x 2100mm (ED02) (Note: Replacement of
175 | D | glazing is measured separately below) | nr | 1 |  | 0
Carefully remove existing external door and
rehang to open outwards
Size 1500 x 2700mm (ED03) (Note: Replacement of
174 | E | glazing is measured separately below) | nr | 1 |  | 0
23: WINDOWS, SCREENS & LIGHTS
Window and window frames
Notes:
1. All sizes to be checked on site prior to
manufacture.
2. All windows to be bedded on continuous dpc.
Glazed wood clerestorey screens, new fixed light
(safety glass), Spec L10/510A
Size 750 x 800mm (W71, W72, W73, W74, W75,
180 | F | W76, W77) | nr | 7 |  | 0
Remove part of existing windows and alter to suit
new door openings, include for adapting existing
frame including mullion and install new double
glazed fixed lights, include for protecting existing
glazing as necessary, Spec L10/210B - refer to
drawing no. 6251-C-013
Existing size approximately 1300 x 2100mm (W37,
W39, W42) (Note: New doors measured separately
169 | G | below) | nr | 3 |  | 0
|  | Page : 2.6/1 |  |  | To Bill Summary | 0
BQ Id | No. | DESCRIPTION OF WORKS | UNIT | QTY | RATE | £ p
Existing size approximately 2700 x 2200mm (W44)
168 | A | (Note: New doors measured separately below) | nr | 1 |  | 0
24: DOORS, SHUTTERS AND HATCHES
Timber doors
Note;
1. All sizes to be checked on site prior to
manufacture.
2. All doors to be bedded on continuous dpc.
European whitewood, timber boarded, Spec L20/
420A
External Door Type 1, single door, size 838 x
152 | B | 1981mm (ED10) | nr | 1 |  | 0
External Door Type 1, single door, size 926 x
707 | C | 1981mm (ED12, ED13) | nr | 2 |  | 0
External Door Type 2, double door, size 1220 x
155 | D | 1981mm (ED11) | nr | 1 |  | 0
European whitewood, timber with double glazed
units, Spec L20/420B
External Door Type 3, single door, size 838 x
156 | E | 1981mm (ED14, ED15, ED16) | nr | 3 |  | 0
External Door Type 4, double door, size 2000 x
157 | F | 2100mm (ED17) | nr | 1 |  | 0
Roller shutter warehouse doors
SWS UK Seceuro Door, Seceuro Door 75, powder
coated galvanised steel, complete with side
guides and ironmongery, electrical operation,
Spec L20/610B
165 | G | Size 3600 x 3200mm | nr | 3 |  | 0
Door frames
Hardwood
153 | H | Size 100 x 75mm | m | 40 |  | 0
|  | Page : 2.6/2 |  |  | To Bill Summary | 0
BQ Id | No. | DESCRIPTION OF WORKS | UNIT | QTY | RATE | £ p
Glazing
Replace vision panels in existing doors with safety
glass, include for removing beads as necessary,
Spec L20/416A - refer to drawing 6251-C-012
158 | A | External Door Type A (ED01, ED02, ED08) | nr | 3 |  | 0
159 | B | External Door Type B (ED03) | nr | 1 |  | 0
160 | C | External Door Type C (ED09) | nr | 1 |  | 0
32: FURNITURE, FITTINGS AND EQUIPMENT
General fixtures, furnishings and equipment
Privacy blinds, RBL-G Robust Crank Operated
Roller Blind System by Waverley Contract and
Supply Ltd., Spec N10/240A
491 | D | Size 1800 x 1200m (W67, W68) | nr | 2 | 262.8 | 525.6
|  | Page : 2.6/3 |  |  | To Bill Summary | 525.6
| No. | DESCRIPTION OF WORKS |  |  |  | £ p
| No. | BILL SUMMARY
|  | Page : 2.6/1 |  |  |  | 0
|  | Page : 2.6/2 |  |  |  | 0
|  | Page : 2.6/3 |  |  |  | 525.6
|  | Page : 2.6/4 |  |  | To Tender Summary | 525.6

## 2.7
BQ Id | No. | DESCRIPTION OF WORKS | UNIT | QTY | RATE | £ p
16: CARPENTRY
Primary or structural timbers
Partition and wall members, softwood timber
framing
Refer to drawing 6251 GA 101
Size 50 x 25mm dwangs for plywood pattressing
796 | A | (Provisional Quantity) | m | 60 |  | 0
842 | B | Size 75 x 47mm C16 | m | 556 |  | 0
843 | C | Size 100 x 47mm C16 | m | 189 |  | 0
21: CLADDING AND COVERING
Rigid sheet cladding; walls
Exceeding 600 wide
Refer to drawing 6251 GA 101
18mm WBP plywood pattressing, vertical, internal
822 | D | (Provisional Quantity) | m² | 50 |  | 0
28: FLOOR, WALL, CEILING AND ROOF FINISHINGS
Finish to walls:
Refer to drawing 6251 GA 101
> 600mm wide
1 layer 15mm Gyproc wallboard, fixed to timber,
815 | E | spec NBS K10/125A & 125C | m² | 358 |  | 0
72.5mm thick Kingspan Kooltherm K118 insulated
plasterboard on plaster dabs, to masonry wall, all
joints to be taped and filled, complete, spec NBS
816 | F | K10/185A | m² | 118 |  | 0
31: INSULATION, FIRE STOPPING & FIRE
PROTECTION
Quilts
Laid between members at 600mm centres
Refer to drawing 6251 GA 101
Vertical, 50mm Isover Acoustic Roll insulation
(APR1200) with taped seamless finish, spec K10
819 | G | 125A&C | m² | 179 |  | 0
|  | Page : 2.7/1 |  |  | To Bill Summary | 0
BQ Id | No. | DESCRIPTION OF WORKS | UNIT | QTY | RATE | £ p
Refer to drawing 6251 GA 106
Vertical, 2 layers 50mm rockwool fire cavity barrier
with staggered vertical joints - 60 minutes FR, fixed
at top and bottom with rockwool clamping plate in
line with manufacturers instructions (Provisional
817 | A | Quantity) | m² | 11 |  | 0
41: BUILDERS WORK IN CONNECTION WITH
MECHANICAL, ELECTRICAL & TRANSPORTATION
INSTALLATIONS
Work for service installations in existing buildings
Duct covers and frames, 1 layer 15mm Gyproc
Duraline, taped seamless finish, fixed to and
including 38 x 38mm treated timber framing and
packing pipebox with insulation quilt
Two sided, girth 400mm, vertical (Provisional
820 | B | Quantity) | m | 60 |  | 0
Two sided, girth 600mm, vertical (Provisional
821 | C | Quantity) | m | 60 |  | 0
|  | Page : 2.7/2 |  |  | To Bill Summary | 0
| No. | DESCRIPTION OF WORKS |  |  |  | £ p
| No. | BILL SUMMARY
|  | Page : 2.7/1 |  |  |  | 0
|  | Page : 2.7/2 |  |  |  | 0
|  | Page : 2.7/3 |  |  | To Tender Summary | 0

## 2.8
BQ Id | No. | DESCRIPTION OF WORKS | UNIT | QTY | RATE | £ p
4: ALTERATIONS, REPAIRS & CONSERVATION
Removing
Note:
1. Architect to agree on doors to be retained prior to
any doors are removed from site.
Carefully remove existing internal doors complete
with frames, architraves and ironmongery and
dispose off site
Single door (D09, D12, D19, D23, D25, D34, D35,
569 | A | D41, D42) | nr | 9 |  | 0
Carefully remove existing internal doors complete
with ironmongery and lay aside for later
re-hanging in new position (Re-hanging measured
separately below)
570 | B | Double doors (D13, D21, D36, D37, D38, D40) | nr | 6 |  | 0
Single doors (D01, D02, D03, D04, D05, D06, D07,
568 | C | D08, D10, D11, D18, D19, D20, D22, D24) | nr | 15 |  | 0
Remove existing pinboards from windows and
dispose off site
711 | D | Size 1800 x 1200mm (W67, W68, W69, W70) | nr | 4 |  | 0
Carefully remove existing architraves and lay
aside for later re-fitting in new position (Re-fitting
measured separately below)
828 | E | Existing plain architraves (Provisional Quantity) | m | 103 |  | 0
605 | F | Existing profiled architraves (Provisional Quantity) | m | 81 |  | 0
22: GENERAL JOINERY
Unframed isolated trims, skirtings and sundry items
Architraves and the like
Door architraves
Plain, softwood, to match existing (Provisional
139 | G | Quantity) | m | 60 |  | (Rate only)
Uplift existing plain architraves previously laid aside
829 | H | and fix in position (Provisional Quantity) | m | 103 |  | 0
Uplift existing profiled architraves previously laid
826 | I | aside and fix in position (Provisional Quantity) | m | 81 |  | 0
|  | Page : 2.8/1 |  |  | To Bill Summary | 0
BQ Id | No. | DESCRIPTION OF WORKS | UNIT | QTY | RATE | £ p
Cover fillets, stops, trims, beads, nosings and the
like
Door stops
142 | A | Size, 48 x 12mm, softwood, to match existing | m | 92 |  | 0
23: WINDOWS, SCREENS & LIGHTS
Screens, borrowed lights and frames
Glazed wood screens, new fixed light (safety
glass), Spec L10/510A
162 | B | Size 790mm x 1240mm (W78) | nr | 1 |  | 0
182 | C | Size 1000mm x 1850mm (W79, W80) | nr | 2 |  | 0
183 | D | Size 1300mm x 850mm (W81) | nr | 1 |  | 0
Glazing
Replace glazing in existing screens with obscure
safety glass, include for removing and replacing
beads as necessary, Spec L10/510A - refer to
drawing 6251-C-013
184 | E | Internal screens, size 1200 x 1200mm (W65, W66) | nr | 2 |  | 0
Replace glazing in existing screens with safety
glass to lower panes, include for removing and
replacing beads as necessary, Spec L10/510A -
refer to drawing 6251-C-013
Internal screens, size 1800 x 1200mm (W67, W68,
179 | F | W69, W70) | nr | 4 |  | 0
24: DOORS, SHUTTERS AND HATCHES
Door sets
Note:
1. Refer to drawing 6251-C-011 and NBS Spec L20
when pricing this section of the works.
New wood internal door set, non fire rated,
Sentinel by Integrated Doorset Solutions Ltd,
veneer, complete with door frames, stops,
architraves and trims, Spec L20/410A
Door Type 1 - Single door, size 926 x 2040mm, with
164 | G | vision panel (D49, D53, D54) | nr | 3 |  | 0
Door Type 2 - Double door, size (2nr) 826 x
528 | H | 2040mm, with vision panels (D62) | nr | 1 |  | 0
|  | Page : 2.8/2 |  |  | To Bill Summary | 0
BQ Id | No. | DESCRIPTION OF WORKS | UNIT | QTY | RATE | £ p
New wood internal door set, 60 min fire rated,
Sentinel by Integrated Doorset Solutions Ltd,
veneer, complete with door frames, stops,
architraves and trims, Spec L20/410B
Door Type 2 - Double door, size (2nr) 826 x
530 | A | 2040mm, with vision panels (D61) | nr | 1 |  | 0
529 | B | Door Type 3 - Single door, size 926 x 2040mm (D63) | nr | 1 |  | 0
Doors
Uplift existing timber internal flush doors
previously laid aside and re-hang in new position,
Spec L20/415A
Door Type C - Single door (D48, D51, D52, D59,
536 | C | D66, D67, D68) | nr | 7 |  | 0
Door Type E - Double door, with vision panels,
include for replacing vision panels with new 6mm
539 | D | clear toughened safety glass, Spec L40/230A (D57) | nr | 1 |  | 0
Door Type F - Double door, with vision panels,
include for replacing vision panels with new 6mm
538 | E | clear toughened safety glass, Spec L40/230A (D50) | nr | 1 |  | 0
537 | F | Door Type H - Double door (D55, D56) | nr | 2 |  | 0
Uplift existing timber internal panelled doors
previously laid aside and re-hang in new position,
Spec L20/415B
Door Type A - Single door (D05, D44, D45, D46,
541 | G | D64) | nr | 5 |  | 0
Door Type B - Single door, with vision panels,
include for replacing vision panels with new 6mm
542 | H | clear toughened safety glass, Spec L40/230A (D65) | nr | 1 |  | 0
Door Type G - Double door, with vision panels,
include for replacing vision panels with new 6mm
544 | I | clear toughened safety glass, Spec L40/230A (D43) | nr | 1 |  | 0
Gates
Safety gate, SecurTech, Safety 1st SecurTech,
Spec L20/415
Gate Type 1 - single gate, size 826 x 800mm (D58,
167 | J | D60) | nr | 2 |  | 0
|  | Page : 2.8/3 |  |  | To Bill Summary | 0
BQ Id | No. | DESCRIPTION OF WORKS | UNIT | QTY | RATE | £ p
Door frames
Softwood
Size 100 x 50mm, to re-positioned doors
571 | A | (Provisional Quantity) | m | 92 |  | 0
Glazing
Replace glazing in existing doors with obscure
safety glass, include for removing and replacing
beads as necessary, Spec L40/230A - refer to
drawing 6251-C-011
Door Type D - Single door, size 1000 x 2000mm
543 | B | (D29, D30, D31, D32) | nr | 4 |  | 0
709 | C | Double door, size 1200 x 2000mm (D39) | nr | 1 |  | 0
|  | Page : 2.8/4 |  |  | To Bill Summary | 0
| No. | DESCRIPTION OF WORKS |  |  |  | £ p
| No. | BILL SUMMARY
|  | Page : 2.8/1 |  |  |  | 0
|  | Page : 2.8/2 |  |  |  | 0
|  | Page : 2.8/3 |  |  |  | 0
|  | Page : 2.8/4 |  |  |  | 0
|  | Page : 2.8/5 |  |  | To Tender Summary | 0

## 3.1
BQ Id | No. | DESCRIPTION OF WORKS | UNIT | QTY | RATE | £ p
28: FLOOR, WALL, CEILING AND ROOF FINISHINGS
Finish to walls:
13mm thick, Gypsum plaster on bonding coat, in
repairs
773 | A | Exceeding 600mm wide (Provisional Quantity) | m² | 225 |  | 0
771 | B | Not exceeding 600mm wide (Provisional Quantity) | m | 100 |  | 0
2-3mm thick, Gypsum plaster on bonding coat, in
repairs, Spec M20/210A
774 | C | Exceeding 600mm wide (Provisional Quantity) | m² | 400 |  | 0
777 | D | Not exceeding 600mm wide (Provisional Quantity) | m | 100 |  | 0
Altro Whiterock, 2.5mm thick, including all fixings
and standard edge trims, Spec K13/145A
930 | E | Not exceeding 600mm wide (Above WHB's) | m | 11 |  | 0
Not exceeding 600mm wide (Above kitchen
772 | F | worktops) | m | 24 |  | 0
|  | Page : 3.1/1 |  |  | To Bill Summary | 0
| No. | DESCRIPTION OF WORKS |  |  |  | £ p
| No. | BILL SUMMARY
|  | Page : 3.1/1 |  |  |  | 0
|  | Page : 3.1/2 |  |  | To Tender Summary | 0

## 3.2
BQ Id | No. | DESCRIPTION OF WORKS | UNIT | QTY | RATE | £ p
4: ALTERATIONS, REPAIRS & CONSERVATION
Works of alteration
Remove existing defective floor boards, piece in
salvaged floor boards from downtakings, in repairs -
953 | A | Room 019 & 029 (Provisional Quantity) | m² | 175 |  | 0
Remove existing defective floor boards, piece in
salvaged floor boards from downtakings, in repairs -
1208 | B | Room 026 & 027 (Provisional Quantity) | m² | 107 |  | 0
Sanding existing floor boards and sealing, spec M60/
954 | C | 180A - Room 019 & 029 (Provisional Quantity) | m² | 175 |  | 0
22: GENERAL JOINERY
Unframed isolated trims, skirtings and sundry items
Skirtings, European whitewood, Spec P20/110
931 | D | Size 150 x 19mm, in repairs (Provisional Quantity) | m | 250 |  | 0
28: FLOOR, WALL, CEILING AND ROOF FINISHINGS
Finish to floors
Exceeding 600mm wide
40mm Granolithic Screed, on concrete substrate,
1210 | E | Spec M10/180 (Room 030) | m² | 59 |  | 0
Sheeting, Forbo Surestep safety vinyl, including
smoothing underlayment and adhesive as detailed,
942 | F | on concrete substrate, Spec M50/151A | m² | 164 |  | 0
6mm plywood sheeting, fixed to existing timber
955 | G | flooring, Spec M50/151B | m² | 368 |  | 0
18mm plywood sheeting, fixed to existing timber
flooring, in repairs, Spec K11 315A (Provisional
1209 | H | Quantity) | m² | 200 |  | 0
Sheeting, Forbo Surestep safety vinyl, including
primer, skim and adhesive as detailed, on plywood
934 | I | substrate, Spec M50/151B | m² | 368 |  | 0
Sheeting, Forbo Surestep safety vinyl, including
primer, skim and adhesive as detailed, on new
943 | J | plywood floating floor, Spec M50/151C | m² | 14 |  | 0
Carpeting, Joseph Hamilton and Seaton Ltd.,
Tretford Ribbed Sheet, including adhesive and
primer as recommended, on plywood floor, Spec
933 | K | M50/170 | m² | 254 |  | 0
|  | Page : 3.2/1 |  |  | To Bill Summary | 0
BQ Id | No. | DESCRIPTION OF WORKS | UNIT | QTY | RATE | £ p
Barrier matting, Interface Barricade, including
smoothing underlayment and adhesive as detailed,
936 | A | Spec M50/170A | m² | 8 |  | 0
Threshold strips
938 | B | Aluminium edging strip (Provisional Quantity) | m | 17 |  | 0
|  | Page : 3.2/2 |  |  | To Bill Summary | 0
| No. | DESCRIPTION OF WORKS |  |  |  | £ p
| No. | BILL SUMMARY
|  | Page : 3.2/1 |  |  |  | 0
|  | Page : 3.2/2 |  |  |  | 0
|  | Page : 3.2/3 |  |  | To Tender Summary | 0

## 3.3
BQ Id | No. | DESCRIPTION OF WORKS | UNIT | QTY | RATE | £ p
16: CARPENTRY
Primary or structural timbers
Partition and wall members, softwood timber
framing
Refer to drawing 6251 GA 101
844 | A | Size 75 x 47mm C16, forming shaft to rooflight | m | 30 |  | 0
28: FLOOR, WALL, CEILING AND ROOF FINISHINGS
Finish to ceilings:
> 600mm wide
12.5mm plasterboard and 2-3mm plaster skim coat,
in repairs, spec NBS M20 280A (Provisional
775 | B | Quantity) | m² | 180 |  | 0
2-3mm thick, Gypsum plaster on bonding coat, in
778 | C | repairs, spec NBS M20 210A (Provisional Quantity) | m² | 400 |  | 0
Refer to drawing 6251 GA 106
> 600mm wide
72.5mm thick Kingspan Kooltherm K118 insulated
plasterboard fixed to timber, all joints to be taped
and filled, complete, spec NBS K10/185A - Rooflight
846 | D | Shaft | m² | 8 |  | 0
|  | Page : 3.3/1 |  |  | To Bill Summary | 0
| No. | DESCRIPTION OF WORKS |  |  |  | £ p
| No. | BILL SUMMARY
|  | Page : 3.3/1 |  |  |  | 0
|  | Page : 3.3/2 |  |  | To Tender Summary | 0

## 3.4
BQ Id | No. | DESCRIPTION OF WORKS | UNIT | QTY | RATE | £ p
29: DECORATION
Internal painting and clear finishes
Painting to general surfaces, prepare and apply 1
initial coat, 1 undercoat and 1 finishing coats
Dulux Trade Diamond Matt Emulsion, Spec M60/
110
573 | A | Plasterboard walls, exceeding 300mm girth | m² | 2686 |  | 0
574 | B | Plasterboard walls, not exceeding 300mm girth | m | 248 |  | 0
575 | C | Plasterboard ceilings, exceeding 300mm girth | m² | 1061 |  | 0
Painting to general surfaces, prepare and apply 1
initial coat coat and 2 finishing coats Dulux
Protective Woodstain, Spec M60/110A
582 | D | New timber architraves, not exceeding 300mm girth | m | 58 |  | 0
Painting to general surfaces, prepare and apply 1
initial coat, 1 undercoat and 2 finishing coats
Dulux High Trade Gloss, Spec M60/130
609 | E | New timber external doors, exceeding 300mm girth | m² | 8 |  | 0
New timber glazed external doors, exceeding
611 | F | 300mm girth | m² | 9 |  | 0
New timber internal windows/screens, exceeding
719 | G | 300mm girth | m² | 14 |  | 0
Existing timber external doors, exceeding 300mm
607 | H | girth | m² | 5 |  | 0
Existing timber external glazed doors, exceeding
608 | I | 300mm girth | m² | 14 |  | 0
Existing timber glazed internal doors, exceeding
720 | J | 300mm girth | m² | 18 |  | 0
Existing timber internal doors, exceeding 300mm
584 | K | girth | m² | 49 |  | 0
Existing timber internal glazed screens, exceeding
710 | L | 300mm girth | m² | 17 |  | 0
593 | M | Existing timber windows, exceeding 300mm girth | m² | 139 |  | 0
Existing timber architraves, not exceeding 300mm
718 | N | girth | m | 153 |  | 0
585 | O | Existing timber skirtings, not exceeding 300mm girth | m | 740 |  | 0
836 | P | New timber skirtings, not exceeding 300mm girth | m | 150 |  | 0
|  | Page : 3.4/1 |  |  | To Bill Summary | 0
BQ Id | No. | DESCRIPTION OF WORKS | UNIT | QTY | RATE | £ p
Painting to general surfaces, degrease and
provide key and 2 finishing coats Decorative
Woodstain/Varnish/Preservative, Spec M60/160A
Existing timber internal doors, exceeding 300mm
599 | A | girth | m² | 39 |  | 0
Existing timber glazed internal doors, exceeding
600 | B | 300mm girth | m² | 37 |  | 0
Existing timber architraves, not exceeding 300mm
601 | C | girth | m | 166 |  | 0
External painting and clear finishes
Painting to general surfaces, prepare and apply 1
initial coat coat, 2 undercoats and 1 finishing
coats Dulux Trade Satinwood and metal paint,
Spec M60/131
588 | D | New timber internal doors, exceeding 300mm girth | m² | 8 |  | 0
New timber glazed external doors, exceeding
602 | E | 300mm girth | m² | 9 |  | 0
834 | F | New timber windows, exceeding 300mm girth | m² | 4 |  | 0
Existing timber external doors, exceeding 300mm
604 | G | girth | m² | 5 |  | 0
Existing timber glazed external doors, exceeding
603 | H | 300mm girth | m² | 14 |  | 0
1061 | I | Existing timber fascias, < 300mm girth | m | 220 |  | 0
594 | J | Existing timber windows, exceeding 300mm girth | m² | 139 |  | 0
Painting to general surfaces, prepare and apply 2
initial coats, 2 undercoats and 2 finishing coats
Dulux High Trade Gloss, Spec M60/132
596 | K | Cast iron downpipes, not exceeding 300mm girth | m | 11 |  | 0
595 | L | Cast iron gutters, not exceeding 300mm girth | m | 220 |  | 0
Painting to general surfaces, prepare and apply
Dulux Weathershield, Spec M60
951 | M | External roughcast/render, exceeding 300mm girth | m² | 344 |  | 0
External roughcast/render, not exceeding 300mm
952 | N | girth | m | 148 |  | 0
|  | Page : 3.4/2 |  |  | To Bill Summary | 0
BQ Id | No. | DESCRIPTION OF WORKS | UNIT | QTY | RATE | £ p
Painting to general surfaces, prepare and apply 2
undercoats and 2 finishing coats Dulux High Trade
Gloss, Spec M60/132A
597 | A | Existing cast iron railings, exceeding 300mm girth | m² | 292 |  | 0
Painting to general surfaces, prepare and apply 2
undercoats and 2 finishing coats Dulux High Trade
Gloss, Spec M60/132B
Existing cast iron rooflights, exceeding 300mm girth
598 | B | (Provisional) | m² | 12 |  | 0
|  | Page : 3.4/3 |  |  | To Bill Summary | 0
| No. | DESCRIPTION OF WORKS |  |  |  | £ p
| No. | BILL SUMMARY
|  | Page : 3.4/1 |  |  |  | 0
|  | Page : 3.4/2 |  |  |  | 0
|  | Page : 3.4/3 |  |  |  | 0
|  | Page : 3.4/4 |  |  | To Tender Summary | 0

## 4.1
BQ Id | No. | DESCRIPTION OF WORKS | UNIT | QTY | RATE | £ p
32: FURNITURE, FITTINGS AND EQUIPMENT
Fixtures, fittings or equipment without services
Howden Joinery Ltd, Clerkenwell Gloss, complete
with plinths to base units, handles, etc. as
detailed, Spec N13/310A
Room 003 - refer to drawing 6251-C-014
860 | A | 1000mm base unit | nr | 1 |  | 0
871 | B | 600mm base unit | nr | 2 |  | 0
870 | C | 500mm drawerline base unit | nr | 1 |  | 0
Worktop, FWKP3060, laminate covered particle
board type 2, 616mm deep x 38mm thick, Spec N13/
862 | D | 340A | m | 3 |  | 0
Sinktop, Lamona Windermere, single bowl and
866 | E | drainer, overall size 880 x 510mm, Spec N13/350A | nr | 1 |  | 0
Extra over for cutting hole in worktop for sink,
864 | F | sealing edges with adhesive | nr | 1 |  | 0
Sealant, one part silicone with fungicide, Spec N11/
922 | G | 390 | m | 5 |  | 0
Room 008 - refer to drawing 6251-C-014
894 | H | 1000mm base unit | nr | 1 |  | 0
888 | I | 600mm drawerline base unit | nr | 1 |  | 0
889 | J | End panel to base unit | nr | 1 |  | 0
Worktop, FWKP3060, laminate covered particle
board type 2, 616mm deep x 38mm thick, Spec N13/
890 | K | 340A | m | 2 |  | 0
891 | L | Worktop end strip | nr | 1 |  | 0
Sinktop, Lamona Windermere, single bowl and
892 | M | drainer, overall size 880 x 510mm, Spec N13/350A | nr | 1 |  | 0
Extra over for cutting hole in worktop for sink,
893 | N | sealing edges with adhesive | nr | 1 |  | 0
Sealant, one part silicone with fungicide, Spec N11/
923 | O | 390 | m | 3 |  | 0
Room 015/015a - refer to drawing 6251-C-015
914 | P | 500mm base unit | nr | 1 |  | 0
915 | Q | 500mm drawer base unit | nr | 1 |  | 0
|  | Page : 4.1/1 |  |  | To Bill Summary | 0
BQ Id | No. | DESCRIPTION OF WORKS | UNIT | QTY | RATE | £ p
911 | A | 600mm base unit | nr | 3 |  | 0
909 | B | 1000mm base unit | nr | 2 |  | 0
910 | C | 1000mm base unit (low level) | nr | 1 |  | 0
913 | D | 1000mm corner base unit | nr | 2 |  | 0
917 | E | End panel to base unit | nr | 3 |  | 0
Extra over for mitre joints and colour co-ordinated
jointing strips and cut edges to be sealed to prevent
921 | F | water ingress | nr | 4 |  | 0
920 | G | Panel to rear of dishwasher/washing machine spaces | nr | 2 |  | 0
Worktop, FWKP3060, laminate covered particle
board type 2, 616mm deep x 38mm thick, Spec N13/
918 | H | 340A | m | 11 |  | 0
919 | I | Worktop end strip | nr | 3 |  | 0
Sinktop, Lamona Windermere, single bowl and
908 | J | drainer, overall size 880 x 510mm, Spec N13/350A | nr | 3 |  | 0
Extra over for cutting hole in worktop for sink,
912 | K | sealing edges with adhesive | nr | 1 |  | 0
Sealant, one part silicone with fungicide, Spec N11/
924 | L | 390 | m | 8 |  | 0
Room 026 - refer to drawing 6251-C-014
895 | M | 1000mm base unit | nr | 1 |  | 0
896 | N | 1000mm drawerline base unit | nr | 1 |  | 0
897 | O | End panel to base unit | nr | 1 |  | 0
Worktop, FWKP3060, laminate covered particle
board type 2, 616mm deep x 38mm thick, Spec N13/
898 | P | 340A | m | 3 |  | 0
899 | Q | Worktop end strip | nr | 1 |  | 0
Sinktop, Lamona Windermere, single bowl and
900 | R | drainer, overall size 880 x 510mm, Spec N13/350A | nr | 1 |  | 0
Extra over for cutting hole in worktop for sink,
901 | S | sealing edges with adhesive | nr | 1 |  | 0
Sealant, one part silicone with fungicide, Spec N11/
925 | T | 390 | m | 3 |  | 0
Room 027 - refer to drawing 6251-C-014
876 | U | 1000mm drawerline base unit | nr | 2 |  | 0
|  | Page : 4.1/2 |  |  | To Bill Summary | 0
BQ Id | No. | DESCRIPTION OF WORKS | UNIT | QTY | RATE | £ p
877 | A | End panel to base unit | nr | 1 |  | 0
Worktop, FWKP3060, laminate covered particle
board type 2, 616mm deep x 38mm thick, Spec N13/
878 | B | 340A | m | 3 |  | 0
879 | C | Worktop end strip | nr | 1 |  | 0
Sinktop, Lamona Windermere, single bowl and
880 | D | drainer, overall size 880 x 510mm, Spec N13/350A | nr | 1 |  | 0
Extra over for cutting hole in worktop for sink,
881 | E | sealing edges with adhesive | nr | 1 |  | 0
Sealant, one part silicone with fungicide, Spec N11/
926 | F | 390 | m | 3 |  | 0
Room 028 - refer to drawing 6251-C-016
902 | G | 1000mm base unit | nr | 1 |  | 0
903 | H | 600mm drawerline base unit | nr | 1 |  | 0
Worktop, FWKP3060, laminate covered particle
board type 2, 616mm deep x 38mm thick, Spec N13/
904 | I | 340A | m | 2 |  | 0
Sinktop, Lamona Windermere, single bowl and
905 | J | drainer, overall size 880 x 510mm, Spec N13/350A | nr | 1 |  | 0
Extra over for cutting hole in worktop for sink,
906 | K | sealing edges with adhesive | nr | 1 |  | 0
Sealant, one part silicone with fungicide, Spec N11/
927 | L | 390 | m | 2 |  | 0
Room 029 - refer to drawing 6251-C-014
882 | M | 1000mm drawerline base unit | nr | 2 |  | 0
883 | N | End panel to base unit | nr | 1 |  | 0
Worktop, FWKP3060, laminate covered particle
board type 2, 616mm deep x 38mm thick, Spec N13/
884 | O | 340A | m | 3 |  | 0
885 | P | Worktop end strip | nr | 1 |  | 0
Sinktop, Lamona Windermere, single bowl and
886 | Q | drainer, overall size 880 x 510mm, Spec N13/350A | nr | 1 |  | 0
Extra over for cutting hole in worktop for sink,
887 | R | sealing edges with adhesive | nr | 1 |  | 0
Sealant, one part silicone with fungicide, Spec N11/
928 | S | 390 | m | 3 |  | 0
|  | Page : 4.1/3 |  |  | To Bill Summary | 0
BQ Id | No. | DESCRIPTION OF WORKS | UNIT | QTY | RATE | £ p
Room 047 - refer to drawing 6251-C-014
872 | A | 600mm drawerline base unit | nr | 1 |  | 0
875 | B | End panel to base unit | nr | 1 |  | 0
Worktop, FWKP3060, laminate covered particle
board type 2, 616mm deep x 38mm thick, Spec N13/
873 | C | 340A | m | 1 |  | 0
874 | D | Worktop end strip | nr | 1 |  | 0
Sealant, one part silicone with fungicide, Spec N11/
929 | E | 390 | m | 2 |  | 0
General fixtures/furnishings/equipment
Radiator Guards, Spec N10/145A
Ampwire, Radiator Guards, 25mm pitch wire mesh
502 | F | (Rooms 014, 015, 047) (Provisional Quantity) | nr | 6 |  | 0
Shelf assembly
Uplift shelf assembly from classroom 019 and 020
and fix in position in Room 028 - refer to drawing no.
907 | G | 6251-C-016 | £ | 1 |  | 0
|  | Page : 4.1/4 |  |  | To Bill Summary | 0
| No. | DESCRIPTION OF WORKS |  |  |  | £ p
| No. | BILL SUMMARY
|  | Page : 4.1/1 |  |  |  | 0
|  | Page : 4.1/2 |  |  |  | 0
|  | Page : 4.1/3 |  |  |  | 0
|  | Page : 4.1/4 |  |  |  | 0
|  | Page : 4.1/5 |  |  | To Tender Summary | 0

## 5.1
BQ Id | No. | DESCRIPTION OF WORKS | UNIT | QTY | RATE | £ p
32: FURNITURE, FITTINGS AND EQUIPMENT
Fixtures, fittings or equipment with services
Refer to drawing 6251 GA 101
2 Full height panel cubicles to Male Toilets, spec
857 | A | NBS K32/112A - Room 040 | nr | 1 |  | 0
4 Full height panel cubicles to Nursery Toilets, spec
848 | B | NBS K32/120A - Room 013 | nr | 1 |  | 0
5 Full height panel cubicles to Female Toilets, spec
856 | C | NBS K32/112A - Room 039 | nr | 1 |  | 0
Pre-plumbed WC panel system - range of 2 WC's,
867 | D | room 040, spec NBS K32/160A | nr | 1 |  | 0
Pre-plumbed WC panel system - range of 3 WC's,
852 | E | room 013, spec NBS K32/160A | nr | 1 |  | 0
Pre-plumbed WC panel system - range of 5 WC's,
868 | F | room 039, spec NBS K32/160A | nr | 1 |  | 0
General fixtures/furnishings/equipment
Note:
1. All sanitary appliances to be sealed with silicone
sealant as required, Spec N10/460
Baby Changing Unit, Spec N10/186
Margrini, MH42, Horizontal Wall Mounted, Fold
Down Baby Change Unit, size 760mm wide x
585mm high x 145mm closed depth (Room 012,
501 | G | 046) | nr | 2 |  | 0
Vanity and Washroom Furniture Wash Trough,
Spec N10/145A
Vanity unit, 1500mm long x 550mm wide, with
200mm apron, framing, access panels as detailed
495 | H | (Room 013) | nr | 1 |  | 0
Sanitary appliances and fittings
Note:
1. All sanitary appliances to be sealed with silicone
sealant as required, Spec N10/580
Existing WC's and Cisterns, Spec N13/300A
Uplift existing WC's and cisterns previously laid
505 | I | aside and fit in new locations (Room 013, 039, 040) | nr | 11 |  | 0
|  | Page : 5.1/1 |  |  | To Bill Summary | 0
BQ Id | No. | DESCRIPTION OF WORKS | UNIT | QTY | RATE | £ p
Existing Belfast Sink
Uplift existing belfast sink previously laid aside and
845 | A | fit in new locations (Room 009) | nr | 1 |  | 0
Existing Urinals, Spec N13/316A
Uplift existing (2nr) urinals, divider and cistern
previously laid aside and fit in position in new
514 | B | location (Room 040) | nr | 2 |  | 0
Existing Wash Hand Basins, Spec N13/335A
Uplift existing WHB's previously laid aside and fit
new locations (Room 014, 015, 015a, 039, 040, 046,
513 | C | 047, 048, 049) | nr | 19 |  | 0
Belfast Sink, Spec N10/185
Armitage Shanks, Belfast Traditional Sink, 600 x
460 x 260mm, all as detailed (Room 028, 050,
498 | D | 056(x2)) | nr | 4 |  | 0
Unisex Accessible Corner WC Equipment
Packages (Document M), Spec N13/311A
The Sanitaryware Company, SCDMCCL Sanceram
Doc M pack, including pan, cistern, seat, basin,
handrails and grab bars, all as detailed (Room 006,
511 | E | 012, 058) | nr | 3 |  | 0
Clothes Hooks, Spec N13/429A
Venesta Washroom Systems, Light Grey - 0300139,
509 | F | 50mm high x 20mm wide x 38mm deep | nr | 11 |  | 0
Mirrors, Spec N13/438A
CS Mirrors, 6mm thick Acrylic Mirror, size 450 x
515 | G | 300mm | nr | 23 |  | 0
Paper Towels Dispensers, Spec N13/442A
Contractors choice, Paper hand towel dispenser
516 | H | ABS plastic with lock, size 340 x 265 x 110mm | nr | 20 |  | 0
Sanitary Towel Disposal Bins, Spec N13/446
517 | I | Contractors choice, stainless steel/plastics | nr | 5 |  | 0
Soap Dispensers, Spec N13/458A
518 | J | Contractors choice, plastic, opaque or white | nr | 16 |  | 0
|  | Page : 5.1/2 |  |  | To Bill Summary | 0
BQ Id | No. | DESCRIPTION OF WORKS | UNIT | QTY | RATE | £ p
Toilet Paper Holders, Spec N13/462A
Venesta Washroom Systems, toilet roll holder with
lockable core, satin chrome - 0380070, 50mm high x
519 | A | 175mm wide x 90mm deep | nr | 15 |  | 0
Waste Bins, Spec N13/474
Contractor choice, stainless steel/plastic material
520 | B | (Rooms 013, 039, 040, 046) | nr | 8 |  | 0
|  | Page : 5.1/3 |  |  | To Bill Summary | 0
| No. | DESCRIPTION OF WORKS |  |  |  | £ p
| No. | BILL SUMMARY
|  | Page : 5.1/1 |  |  |  | 0
|  | Page : 5.1/2 |  |  |  | 0
|  | Page : 5.1/3 |  |  |  | 0
|  | Page : 5.1/4 |  |  | To Tender Summary | 0

## 5.3
BQ Id | No. | DESCRIPTION OF WORKS | UNIT | QTY | RATE | £ p
33: DRAINAGE ABOVE GROUND
Foul drainage installations (Provisional Quantities);
UPVC pipework
1040 | A | 38mm diameter | m | 5 |  | 0
1041 | B | 50mm diameter | m | 24 |  | 0
1042 | C | 100mm diameter | m | 67 |  | 0
1043 | D | Extra over 38mm diameter for bend | nr | 6 |  | 0
1044 | E | Extra over 38mm diameter for branch | nr | 3 |  | 0
1045 | F | Extra over 38mm diameter for waste trap | nr | 3 |  | 0
1046 | G | Extra over 50mm diameter for bends | nr | 48 |  | 0
1047 | H | Extra over 50mm diameter for bends | nr | 24 |  | 0
1048 | I | Extra over 50mm diameter for waste trap | nr | 24 |  | 0
1049 | J | Extra over 100mm diameter for AAV | nr | 3 |  | 0
1050 | K | Extra over 100mm diameter for WC connector | nr | 11 |  | 0
1051 | L | Extra over 100mm diameter for bend | nr | 52 |  | 0
1052 | M | Extra over 100mm diameter for branches | nr | 26 |  | 0
Extra over 100mm diameter for connection to
1053 | N | existing svp | nr | 1 |  | 0
Extra over 100mm diameter for connection to
1054 | O | underground drainage | nr | 6 |  | 0
Extra over 100mm diameter for intumescent fire
1055 | P | collar | nr | 2 |  | 0
Testing
1056 | Q | Testing and commissioning above ground drainage | £ | 1 |  | 0
|  | Page : 5.3/1 |  |  | To Bill Summary | 0
| No. | DESCRIPTION OF WORKS |  |  |  | £ p
| No. | BILL SUMMARY
|  | Page : 5.3/1 |  |  |  | 0
|  | Page : 5.3/2 |  |  | To Tender Summary | 0

## 5.4
BQ Id | No. | DESCRIPTION OF WORKS | UNIT | QTY | RATE | £ p
38: MECHANICAL SERVICES
Hot and Cold Water Installation
Note:
1. Refer to drawings M(53) 001, 002, 003, 004, 005,
|  | 006, 007 and 008 when pricing the following; |  | 1 |  | 0
2. Price the following summary. Please note that the
summary is for guidance only.
Incoming water services pipework, including
1078 | A | pipework, valves, etc | £ | 1 |  | 0
1079 | B | Primary equipment | £ | 1 |  | 0
1080 | C | Terminal equipment and fittings | £ | 1 |  | 0
1081 | D | Pipework | £ | 1 |  | 0
1082 | E | Pipe fittings | £ | 1 |  | 0
1083 | F | Pipe ancillaries | £ | 1 |  | 0
1084 | G | Insulation and fire protection | £ | 1 |  | 0
1085 | H | Fire stopping | £ | 1 |  | 0
1086 | I | Identification | £ | 1 |  | 0
1087 | J | Testing | £ | 1 |  | 0
1088 | K | Commissioning | £ | 1 |  | 0
1089 | L | System validation | £ | 1 |  | 0
1090 | M | Operation and maintenance manuals | £ | 1 |  | 0
1091 | N | Drawing preparation | £ | 1 |  | 0
1092 | O | Training | £ | 1 |  | 0
1093 | P | Loose ancillaries | £ | 1 |  | 0
1094 | Q | Post-completion services | £ | 1 |  | 0
|  | Page : 5.4/1 |  |  | To Bill Summary | 0
| No. | DESCRIPTION OF WORKS |  |  |  | £ p
| No. | BILL SUMMARY
|  | Page : 5.4/1 |  |  |  | 0
|  | Page : 5.4/2 |  |  | To Tender Summary | 0

## 5.5
BQ Id | No. | DESCRIPTION OF WORKS | UNIT | QTY | RATE | £ p
38: MECHANICAL SERVICES
Heat Source Installation
Notes:
1. Refer to drawing M(54)001 & M(56)- 015 and 016
|  | when pricing the following; |  | 1 |  | 0
2. Price the following summary. Please note that the
summary is for guidance only.
Incoming services pipework, including pipework,
1097 | A | valves, etc | £ | 1 |  | 0
1098 | B | Primary equipment | £ | 1 |  | 0
1099 | C | Terminal equipment and fittings | £ | 1 |  | 0
1100 | D | Pipework | £ | 1 |  | 0
1101 | E | Pipe fittings | £ | 1 |  | 0
1102 | F | Pipe ancillaries | £ | 1 |  | 0
1103 | G | Insulation and fire protection | £ | 1 |  | 0
1104 | H | Fire stopping | £ | 1 |  | 0
1105 | I | Identification | £ | 1 |  | 0
1106 | J | Testing | £ | 1 |  | 0
1107 | K | Commissioning | £ | 1 |  | 0
1108 | L | System validation | £ | 1 |  | 0
1109 | M | Operation and maintenance manuals | £ | 1 |  | 0
1110 | N | Drawing preparation | £ | 1 |  | 0
1111 | O | Training | £ | 1 |  | 0
1112 | P | Loose ancillaries | £ | 1 |  | 0
1113 | Q | Post-completion services | £ | 1 |  | 0
|  | Page : 5.5/1 |  |  | To Bill Summary | 0
| No. | DESCRIPTION OF WORKS |  |  |  | £ p
| No. | BILL SUMMARY
|  | Page : 5.5/1 |  |  |  | 0
|  | Page : 5.5/2 |  |  | To Tender Summary | 0

## 5.6
BQ Id | No. | DESCRIPTION OF WORKS | UNIT | QTY | RATE | £ p
38: MECHANICAL SERVICES
Heating Installation
Notes:
1. Refer to drawings M(50)001, 002, 003 and
M(56)001, 002, 003, 004, 005, 006, 007, 008, 009,
010, 011, 012, 013, & 014 when pricing the
|  | following; |  | 1 |  | 0
2. Price the following summary. Please note that the
summary is for guidance only.
1116 | A | Primary Equipment | £ | 1 |  | 0
1117 | B | Terminal equipment and fittings | £ | 1 |  | 0
1118 | C | Pipework | £ | 1 |  | 0
1119 | D | Pipe fittings | £ | 1 |  | 0
1120 | E | Pipe ancillaries | £ | 1 |  | 0
1121 | F | Insulation and fire protection | £ | 1 |  | 0
1122 | G | Fire stopping | £ | 1 |  | 0
1123 | H | Identification | £ | 1 |  | 0
1124 | I | Testing | £ | 1 |  | 0
1125 | J | Commissioning | £ | 1 |  | 0
1126 | K | System validation | £ | 1 |  | 0
1127 | L | Operation and maintenance manuals | £ | 1 |  | 0
1128 | M | Drawing preparation | £ | 1 |  | 0
1129 | N | Training | £ | 1 |  | 0
1130 | O | Loose ancillaries | £ | 1 |  | 0
1131 | P | Post-completion services | £ | 1 |  | 0
|  | Page : 5.6/1 |  |  | To Bill Summary | 0
| No. | DESCRIPTION OF WORKS |  |  |  | £ p
| No. | BILL SUMMARY
|  | Page : 5.6/1 |  |  |  | 0
|  | Page : 5.6/2 |  |  | To Tender Summary | 0

## 5.7
BQ Id | No. | DESCRIPTION OF WORKS | UNIT | QTY | RATE | £ p
38: MECHANICAL SERVICES
Ventilation Installation
Notes:
1. Refer to drawings M957)001, 002, 003, 004, 005
|  | when pricing the following; |  | 1 |  | 0
2. Price the following summary. Please note that the
|  | summary is for guidance only. |  | 1 |  | 0
1134 | A | Primary Equipment | £ | 1 |  | 0
1135 | B | Terminal equipment and fittings | £ | 1 |  | 0
1136 | C | Ventilation Ducts | £ | 1 |  | 0
1137 | D | Duct Fittings | £ | 1 |  | 0
1138 | E | Duct ancillaries | £ | 1 |  | 0
1139 | F | Insulation and fire protection | £ | 1 |  | 0
1140 | G | Fire stopping | £ | 1 |  | 0
1141 | H | Fire stopping/Dampers | £ | 1 |  | 0
1142 | I | Identification | £ | 1 |  | 0
1143 | J | Testing | £ | 1 |  | 0
1144 | K | Commissioning | £ | 1 |  | 0
1145 | L | System validation | £ | 1 |  | 0
1146 | M | Operation and maintenance manuals | £ | 1 |  | 0
1147 | N | Drawing preparation | £ | 1 |  | 0
1148 | O | Training | £ | 1 |  | 0
1149 | P | Loose ancillaries | £ | 1 |  | 0
1150 | Q | Post-completion services | £ | 1 |  | 0
Provisional Sum as per engineers drawings for
1151 | R | kitchen and bar. | PS | 1 |  | 0
|  | Page : 5.7/1 |  |  | To Bill Summary | 0
| No. | DESCRIPTION OF WORKS |  |  |  | £ p
| No. | BILL SUMMARY
|  | Page : 5.7/1 |  |  |  | 0
|  | Page : 5.7/2 |  |  | To Tender Summary | 0

## 5.8
BQ Id | No. | DESCRIPTION OF WORKS | UNIT | QTY | RATE | £ p
39: ELECTRICAL SERVICES
Notes:
1. Refer to the tender drawings and the specification
and circuit charts when pricing the following;
2. Contractor to price the summary detailed below
for this section of the works which is for guidance
only, Contractor to include for all costs in his Tender
to complete the Electrical Installation as detailed in
the Services Engineers Tender Documents.
3. Builderswork in connection with services including
trench excavations etc are measured elsewhere.
4. List below name of Contractor on which Tender is
based and by which works must be carried out:
--------------------------------------------------------------
Electrical Services
Distribution and Containment - include for everything
1157 | A | containing on drawing E(61)001 | £ | 1 |  | 0
Main LV Schematic - include for everything
1158 | B | containing on drawing E(61)002 | £ | 1 |  | 0
Circuit Charts - include for everything containing on
1159 | C | drawing E(61)003 | £ | 1 |  | 0
Small Power and Data (1of3) - include for everything
1160 | D | containing on drawing E(62)001 | £ | 1 |  | 0
Small Power and Data (2of3) - include for everything
1161 | E | containing on drawing E(62)002 | £ | 1 |  | 0
Small Power and Data (3of3) - include for everything
1162 | F | containing on drawing E(62)003 | £ | 1 |  | 0
Lighting and Emergency Lighting (1of3) - include for
1163 | G | everything containing on drawing E(63)001 | £ | 1 |  | 0
Lighting and Emergency Lighting (2of3) - include for
1193 | H | everything containing on drawing E(63)002 | £ | 1 |  | 0
Lighting and Emergency Lighting (3of3) - include for
1194 | I | everything containing on drawing E(63)003 | £ | 1 |  | 0
External Lighting - include for everything containing
1195 | J | on drawing E(63)004 | £ | 1 |  | 0
Lighting Wiring Details - include for everything
1196 | K | containing on drawing E(63)005 | £ | 1 |  | 0
|  | Page : 5.8/1 |  |  | To Bill Summary | 0
BQ Id | No. | DESCRIPTION OF WORKS | UNIT | QTY | RATE | £ p
Fire Alarm (1of3) - include for everything containing
1197 | A | on drawing E(67)001 | £ | 1 |  | 0
Fire Alarm (2of3) - include for everything containing
1198 | B | on drawing E(67)002 | £ | 1 |  | 0
Fire Alarm (3of3) - include for everything containing
1199 | C | on drawing E(67)003 | £ | 1 |  | 0
Proposed Specialist Systems (Access Control,
CCTV & Intruder Alarm) - include for everything
1232 | D | containing on drawing E(68)001 | £ | 1 |  | 0
Site Services - include for everything containing on
1200 | E | drawing E(90)001 | £ | 1 |  | 0
General Items
1164 | F | Earthing and bonding | £ | 1 |  | 0
1165 | G | Fire stopping | £ | 1 |  | 0
1166 | H | Identification | £ | 1 |  | 0
1167 | I | Testing | £ | 1 |  | 0
1168 | J | Commissioning | £ | 1 |  | 0
1169 | K | System validation | £ | 1 |  | 0
1170 | L | Operating and maintenance manuals | £ | 1 |  | 0
Drawing preparation, installation, co-ordination, as
1171 | M | installed and record drawings | £ | 1 |  | 0
1172 | N | Training | £ | 1 |  | 0
Loose ancillaries, keys, tools, spares, chemicals and
1173 | O | the like | £ | 1 |  | 0
Post-completion services, maintenance,
1174 | P | adjustments, servicing and the like | £ | 1 |  | 0
|  | Page : 5.8/2 |  |  | To Bill Summary | 0
| No. | DESCRIPTION OF WORKS |  |  |  | £ p
| No. | BILL SUMMARY
|  | Page : 5.8/1 |  |  |  | 0
|  | Page : 5.8/2 |  |  |  | 0
|  | Page : 5.8/3 |  |  | To Tender Summary | 0

## 5.14
BQ Id | No. | DESCRIPTION OF WORKS | UNIT | QTY | RATE | £ p
41: BUILDERS WORK IN CONNECTION WITH
MECHANICAL, ELECTRICAL & TRANSPORTATION
INSTALLATIONS
Work for service installation
General builders work in connection with cutting
or forming holes, mortices, sinkings and chases
1017 | A | Disposal Installations | £ | 1 |  | 0
1018 | B | Water Installations | £ | 1 |  | 0
1019 | C | Heat Source Installation | £ | 1 |  | 0
1020 | D | Space Heating and Air Conditioning Installation | £ | 1 |  | 0
1021 | E | Ventilation Installation | £ | 1 |  | 0
1022 | F | Electrical Installations | £ | 1 |  | 0
1023 | G | Special Installations | £ | 1 |  | 0
General builders work in connection with the
following as detailed in the Specification;
1024 | H | Concrete Bases and Plinths | £ | 1 |  | 0
1025 | I | Fire stopping, spec p12 | £ | 1 |  | 0
1026 | J | Plywood pattressing for light fittings | £ | 1 |  | 0
|  | Page : 5.14/1 |  |  | To Bill Summary | 0
| No. | DESCRIPTION OF WORKS |  |  |  | £ p
| No. | BILL SUMMARY
|  | Page : 5.14/1 |  |  |  | 0
|  | Page : 5.14/2 |  |  | To Tender Summary | 0

## 7.1
BQ Id | No. | DESCRIPTION OF WORKS | UNIT | QTY | RATE | £ p
3: DEMOLITIONS
Demolition
Note:
1. The contractor should visit site whilst pricing this
section of the works.
Demolish existing extension down to bottom of
foundation level include breaking out foundations,
substructure, floors, external walling, windows
and doors, roof structure/coverings, internal
partitions, finishes, fittings and furnishings, all
services/mechanical and electrical plant, drainage,
including sealing off same as required, include for
backfilling solum and foundations with type 1
hardcore upto existing ground levels and all other
labours to complete demolition, dispose all
materials arising from demolition off site to a
deposit to be found by the Contractor, complete
Cleaner 010 & Store 011 Extension - refer to
390 | A | drawing 6251 - EX -001 | £ | 1 |  | 0
Vestibule 017, Wet Area 019, Wet Area 20, Print
Room 022 Extension - refer to drawing 6251 - EX
-001 - Note floor slab to remain as part of new
610 | B | warehouse extension. | £ | 1 |  | 0
Internal Partitions
Parts of structures
Carefully demolish existing 150mm thick timber stud
partition internal wall with plasterboard and plaster
both sides, insulation between studs etc, dispose off
613 | C | site | m² | 30 |  | 0
Carefully demolish existing 150mm thick masonry
615 | D | walls with plaster both sides, dispose off site | m² | 297 |  | 0
4: ALTERATIONS, REPAIRS & CONSERVATION
Removing
Note:
1. The contractor should visit site whilst pricing this
section of the works.
Mechanical and Electrical Installation
Existing above ground drainage installation, remove
629 | E | off site | £ | 1 |  | 0
|  | Page : 7.1/1 |  |  | To Bill Summary | 0
BQ Id | No. | DESCRIPTION OF WORKS | UNIT | QTY | RATE | £ p
Existing electric heaters installation - room R015,
733 | A | remove off site | nr | 2 |  | 0
630 | B | Existing electrical installation, remove off site | £ | 1 |  | 0
632 | C | Existing heating installation, remove off site | £ | 1 |  | 0
Existing hot and cold water installation, remove off
633 | D | site | £ | 1 |  | 0
634 | E | Existing ventilation installation, remove off site | £ | 1 |  | 0
Windows & Doors
Strip off existing plywood security boarding to
735 | F | external doors, dispose off site | nr | 6 |  | 0
Strip off existing plywood security boarding to
635 | G | windows, dispose off site | nr | 38 |  | 0
Finishes
Strip out existing t&g timber floor boards, lay aside
for later repairs elsewhere - R019, 020, 030
745 | H | (Provisional Quantity) | m² | 175 |  | 0
Strip out existing t&g timber wall linings, lay aside for
later repairs elsewhere - R019, 020, dispose off site
744 | I | (Provisional Quantity) | m² | 38 |  | 0
Strip out existing timber picture rail, remove off site -
746 | J | R019, 020, 033 (Provisional Quantity) | m | 73 |  | 0
Strip out existing timber plywood boarding, remove
747 | K | off site - R032, 033, 039 (Provisional Quantity) | m² | 106 |  | 0
Fittings
Strip out existing blackboard, carefully lay aside for
736 | L | later re fitting - R019, 029, 030, dispose off site | nr | 3 |  | 0
640 | M | Strip out existing built in desk - R006, dispose off site | nr | 1 |  | 0
Strip out existing coat hooks and belting, dispose off
639 | N | site | £ | 1 |  | 0
Strip out existing concrete planter - R014, dispose
730 | O | off site | nr | 1 |  | 0
Strip out existing fitted cupboards- R019, 020, 026,
743 | P | 027, 029, 030, 056, dispose off site | nr | 7 |  | 0
739 | Q | Strip out existing gym bars - R035, dispose off site | nr | 2 |  | 0
738 | R | Strip out existing gym hooks - R035, dispose off site | nr | 6 |  | 0
|  | Page : 7.1/2 |  |  | To Bill Summary | 0
BQ Id | No. | DESCRIPTION OF WORKS | UNIT | QTY | RATE | £ p
Strip out existing kitchen units and worktops - R015,
731 | A | dispose off site | nr | 1 |  | 0
Strip out existing low level hatch and partition -
732 | B | R015, dispose off site | nr | 1 |  | 0
Strip out existing mirrors - R032 & 039, dispose off
740 | C | site | nr | 2 |  | 0
Strip out existing misc. hygiene fittings - R049,
722 | D | dispose off site | £ | 1 |  | 0
Strip out existing misc. wall mounted kitchen fittings
734 | E | - R015, dispose off site | £ | 1 |  | 0
Strip out existing panel cubicles - R012, dispose off
725 | F | site | nr | 1 |  | 0
Strip out existing panel cubicles - R013, dispose off
726 | G | site | nr | 1 |  | 0
Strip out existing panel cubicles - R032, dispose off
727 | H | site | nr | 1 |  | 0
Strip out existing panel cubicles - R039, dispose off
728 | I | site | nr | 1 |  | 0
714 | J | Strip out existing pinboards, dispose off site | nr | 40 |  | 0
Strip out existing projector mount- R026, 30, dispose
742 | K | off site | nr | 2 |  | 0
Strip out existing ramp and handrail - R014, dispose
729 | L | off site | nr | 1 |  | 0
715 | M | Strip out existing shelving generally, dispose off site | £ | 1 |  | 0
Strip out existing worktop, unit and sink - R008,
723 | N | dispose off site | nr | 1 |  | 0
Strip out existing worktop, unit and sink - R026, 27,
724 | O | 29, 30, dispose off site | nr | 4 |  | 0
Ceilings
Remove existing lathe and plaster ceiling, remove
779 | P | off site (Provisional Quantity) | m² | 180 |  | (Rate only)
Remove existing plasterboard and plaster ceiling,
644 | Q | remove off site (Provisional Quantity) | m² | 180 |  | 0
Floors
Remove existing ceramic floor tiles, adhesive and
649 | R | grout, remove off site | m² | 85 |  | 0
|  | Page : 7.1/3 |  |  | To Bill Summary | 0
BQ Id | No. | DESCRIPTION OF WORKS | UNIT | QTY | RATE | £ p
Strip out existing carpet floor tile coverings, remove
717 | A | off site | m² | 26 |  | 0
Strip out existing carpet/underlay floor coverings,
646 | B | remove off site | m² | 465 |  | 0
Strip out existing linoleum floor tile coverings,
716 | C | remove off site | m² | 5 |  | 0
647 | D | Strip out existing vinyl floor coverings, remove off site | m² | 69 |  | 0
Sanitaryware
713 | E | Remove existing belfast sink and lay aside for re-use | nr | 1 |  | 0
Remove existing trough urinal - RO32, remove off
737 | F | site | nr | 1 |  | 0
Remove existing urinals and cisterns and lay aside
948 | G | on site for re-use | nr | 2 |  | 0
741 | H | Remove existing urinals and cisterns, remove off site | nr | 4 |  | 0
Remove existing wash basin and lay aside on site
949 | I | for re-use | nr | 19 |  | 0
653 | J | Remove existing wash basin, remove off site | nr | 7 |  | 0
Remove existing wc and cistern and lay aside on
950 | K | site for re-use | nr | 11 |  | 0
654 | L | Remove existing wc and cistern, remove off site | nr | 5 |  | 0
Walls
Remove existing plaster to existing masonry wall,
655 | M | remove off site (Provisional Quantity) | m² | 225 |  | 0
659 | N | Remove existing wall tiles, remove off site | m² | 246 |  | 0
Cutting or forming openings
Attic, refer to drawing 6251 GA 106
Through existing timber joists, include requisite
trimmers, disposal of debris off site, etc
Size 1200 x 1200mm, for ceiling hatches, complete
847 | O | (Provisional Quantity) | nr | 4 |  | 0
Ground Floor, refer to drawing AA4405/SK10
Through existing timber suspended floor, include
requisite trimmers, disposal of debris off site, etc
663 | P | Size 6000 x 3000mm, complete - Room 030 | nr | 1 |  | 0
|  | Page : 7.1/4 |  |  | To Bill Summary | 0
BQ Id | No. | DESCRIPTION OF WORKS | UNIT | QTY | RATE | £ p
In 150mm thick internal masonry wall, include
supplying and building in 1nr 100x145mm deep
Type C concrete lintels by Robeslee, with 150mm
bearing each end, all as detailed, include for
making good walls at ends of operation, disposal
of debris, complete
Refer to drawings AA4405/SK11
748 | A | Opening size 1000 x 2000mm high - Gin Laboratory | nr | 1 |  | 0
In 300mm thick internal masonry wall, include
supplying and building in 2nr 100x145mm deep
Type C concrete lintels by Robeslee, with 150mm
bearing each end, all as detailed, include for
making good walls at ends of operation, disposal
of debris, complete
Refer to drawings AA4405/SK11
664 | B | Opening size 1200 x 1200mm high - W81 | nr | 1 |  | 0
Refer to drawings AA4405/SK12
749 | C | Opening size 1000 x 2000mm high - D54 | nr | 1 |  | 0
In 300mm thick external masonry wall, at position
of existing window opening, include supplying and
building in 2nr 100x100mm deep Type E concrete
lintels by Robeslee, with 150mm bearing each end,
new concrete threshold, all as detailed, include for
making good walls at ends of operation, disposal
of debris, complete
Refer to Structural Engineers Drawings AA4405/
SK20
459 | D | Size 950 x 1000mm (W12/ED10) | nr | 1 |  | 0
Remove cill and walling below cill level to form
door opening, include for installing jambs and
threshold to match existing and all making good
Size 926 x 1000mm (W37/ED14, W39/ED15, W42/
172 | E | ED16) | nr | 3 |  | 0
431 | F | Size 1300 x 1000mm (W16/ED11) | nr | 1 |  | 0
430 | G | Size 2000 x 1000mm (W44/ED17) | nr | 1 |  | 0
Remove existing infill to former opening to form
door opening, include for all making good
780 | H | Size 1000 x 2000mm (037/038) | nr | 1 |  | 0
|  | Page : 7.1/5 |  |  | To Bill Summary | 0
BQ Id | No. | DESCRIPTION OF WORKS | UNIT | QTY | RATE | £ p
Filling in openings
100mm blockwork, including bonding to existing,
Door Opening size 1500x2000mm high, complete
840 | A | (Loading Bays 055) | nr | 1 |  | 0
Opening size 1800x2000mm high, complete
839 | B | (Loading Bays 055) | nr | 1 |  | 0
Window Opening size 2700x1500mm high, complete
841 | C | (Loading Bays 055) | nr | 1 |  | 0
Partition Type 3, Refer to drawing 6251-GA-101,
spec NBS K10/185C & 100mm blockwork,
including bonding to existing,
Door Opening size 1500x2000mm high, complete
838 | D | (Loading Bays 055) | nr | 1 |  | 0
Window Opening size 900x1500mm high, complete
837 | E | (Loading Bays 055) | nr | 1 |  | 0
Window Opening size 3700x1500mm high, complete
835 | F | (Loading Bays 055) | nr | 1 |  | 0
Partition Type A, Refer to drawing 6251-GA-101,
spec NBS K10/125A
Door Opening size 900x2000mm high, complete
833 | G | (Festivities Store 019) | nr | 2 |  | 0
Door opening size 900x2000mm high, complete (Gin
824 | H | Lobby 057) | nr | 1 |  | 0
Door opening size 1800x2000mm high, complete
827 | I | (Dark Sky Visitor 035) | nr | 2 |  | 0
Opening size 2200x3200mm high, complete
831 | J | (Maintenance Cleaner 008) | nr | 2 |  | 0
Opening size 2200x3200mm high, complete
832 | K | (Meeting Room 007) | nr | 1 |  | 0
Partition Type B, Refer to drawing 6251-GA-101,
spec NBS K10/125C
Door opening size 900x2000mm high, complete
830 | L | (Development Trust 003) | nr | 2 |  | 0
Door opening size2000x2000mm high, complete
825 | M | (Planetarium 031) | nr | 1 |  | 0
|  | Page : 7.1/6 |  |  | To Bill Summary | 0
BQ Id | No. | DESCRIPTION OF WORKS | UNIT | QTY | RATE | £ p
Decontamination
Removal of toxic/hazardous materials
Site generally
Existing asbestos, identified in asbestos report,
remove debris off site in accordance with the
706 | A | relevant regulations. | £ | 1 |  | 0
|  | Page : 7.1/7 |  |  | To Bill Summary | 0
| No. | DESCRIPTION OF WORKS |  |  |  | £ p
| No. | BILL SUMMARY
|  | Page : 7.1/1 |  |  |  | 0
|  | Page : 7.1/2 |  |  |  | 0
|  | Page : 7.1/3 |  |  |  | 0
|  | Page : 7.1/4 |  |  |  | 0
|  | Page : 7.1/5 |  |  |  | 0
|  | Page : 7.1/6 |  |  |  | 0
|  | Page : 7.1/7 |  |  |  | 0
|  | Page : 7.1/8 |  |  | To Tender Summary | 0

## 7.5
BQ Id | No. | DESCRIPTION OF WORKS | UNIT | QTY | RATE | £ p
4: ALTERATIONS, REPAIRS & CONSERVATION
Clearing surfaces
Stonework, < 500mmm wide
Cleaning of existing stonework, removal of
vegetation, refer to drawing 6251-GA-205
548 | A | External Wall Areas (Provisional Quantity) | m | 101 |  | 0
Stonework, > 500mmm wide
Cleaning of existing stonework, removal of
vegetation, refer to drawing 6251-GA-205
567 | B | External Wall Areas (Provisional Quantity) | m² | 89 |  | 0
|  | Page : 7.5/1 |  |  | To Bill Summary | 0
| No. | DESCRIPTION OF WORKS |  |  |  | £ p
| No. | BILL SUMMARY
|  | Page : 7.5/1 |  |  |  | 0
|  | Page : 7.5/2 |  |  | To Tender Summary | 0

## 7.6
BQ Id | No. | DESCRIPTION OF WORKS | UNIT | QTY | RATE | £ p
4: ALTERATIONS, REPAIRS & CONSERVATION
Repointing
Rake out existing joints and repoint, to stonework
Refer to the tender drawing 6251-GA-205
25 - 50mm deep, stone copes, generally (Provisional
553 | A | Quantity) | m | 470 |  | 0
25 - 50mm deep, to boundary walls, generally
556 | B | (Provisional Quantity) | m² | 93 |  | 0
|  | Page : 7.6/1 |  |  | To Bill Summary | 0
| No. | DESCRIPTION OF WORKS |  |  |  | £ p
| No. | BILL SUMMARY
|  | Page : 7.6/1 |  |  |  | 0
|  | Page : 7.6/2 |  |  | To Tender Summary | 0

## 8.1
BQ Id | No. | DESCRIPTION OF WORKS | UNIT | QTY | RATE | £ p
5: EXCAVATING & FILLING
Notes;
1. Refer to Structural Engineers Drawing 16.580-705
when pricing the following section.
2. Foundation excavations for trenches are
measured under section 1.1 substructure.
Site preparation
Removing topsoil for preservation 300mm average
418 | A | depth | m² | 31 |  | 0
Excavation
Bulk excavation to reduce levels
393 | B | Not exceeding 2m deep | m³ | 209 |  | 0
Extra over all types of excavation irrespective of depth
For breaking up
Tarmacadam surfacing with bottoming under, to a
391 | C | depth of 300mm, complete | m³ | 161 |  | 0
Disposal
Excavated material off site
394 | D | To location found by the contractor and depositing | m³ | 209 |  | 0
Retaining excavated material on site
Top soil
To temporary spoil heaps, on site (Provisional
420 | E | Quantity) | m³ | 9 |  | 0
Filling obtained from excavated material
Final thickness of filling exceeding 500mm deep
From excavated material spoil heaps, to be spread
over area of site as directed by client - topsoil
423 | F | (Provisional Quantity) | m³ | 9 |  | 0
|  | Page : 8.1/1 |  |  | To Bill Summary | 0
BQ Id | No. | DESCRIPTION OF WORKS | UNIT | QTY | RATE | £ p
Imported filling
Type 1 Hardcore, Beds exceeding 500mm deep
Sloping not exceeding 15 degrees from horizontal
To general excavations to make up levels
425 | A | (Provisional Quantity) | m³ | 157 |  | 0
|  | Page : 8.1/2 |  |  | To Bill Summary | 0
| No. | DESCRIPTION OF WORKS |  |  |  | £ p
| No. | BILL SUMMARY
|  | Page : 8.1/1 |  |  |  | 0
|  | Page : 8.1/2 |  |  |  | 0
|  | Page : 8.1/3 |  |  | To Tender Summary | 0

## 8.2
BQ Id | No. | DESCRIPTION OF WORKS | UNIT | QTY | RATE | £ p
35: SITE WORKS
Road and path pavings
Kerbs
Refer to drawing 6251/L/03
125 x 255mm half battered kerb on 25mm 1:3
mortar bedding, including 300 x 150mm concrete
foundation, with 175x175mm concrete haunching to
397 | A | one side, spec Q10 110A | m | 83 |  | 0
Extra over 125 x 255mm half battered kerb on
25mm 1:3 mortar bedding, including 300 x 150mm
concrete foundation, with 175x175mm concrete
haunching to one side, spec Q10 110A; forming
399 | B | dropper kerbs | m | 44 |  | 0
50 x 150mm flat top pin kerb on 25mm 1:3 mortar
bedding, including 150 x 100mm concrete
foundation, with concrete haunching to both sides,
400 | C | spec Q10 110B | m | 70 |  | 0
Coated macadam and asphalt
Over 300mm wide, roads
402 | D | Level and to falls only - spec Q22 140A | m² | 428 |  | 0
Extra; forming fair joint to existing tarmac surfacing
403 | E | (Provisional Quantity) | m | 42 |  | 0
Interlocking brick and block, slabs, bricks, blocks,
setts and cobbles
Pavings,
Level or to falls, Over 300mm wide, tactile paving,
406 | F | on and including 50mm thick mortar bed | m² | 4 |  | 0
Resurface playground with two tone colour wet
pour safety tarmac play soft surface to prepared
existing tarmac base. Lay to fall away from
building towards yard gullies and to avoid ponding
on play surfaces
Pavings, refer to drawing 6251/L/03
405 | G | Level or to falls, Over 300mm wide | m² | 160 |  | 0
|  | Page : 8.2/1 |  |  | To Bill Summary | 0
BQ Id | No. | DESCRIPTION OF WORKS | UNIT | QTY | RATE | £ p
Spot items
Road Marking - Thermoplastic
Refer to drawing 6251/L/03
408 | A | "Disabled Symbol", spec NBS Q10 395 | £ | 1 |  | 0
"White for Standard Parking Bays" all as indicated,
409 | B | spec NBS Q10 395 | £ | 1 |  | 0
"Yellow Markings for Disabled Bays" all as indicated,
410 | C | spec NBS Q10 395 | £ | 1 |  | 0
"Yellow Markings for Keep Clear deliveries to Gin
426 | D | Distillery" all as indicated, spec NBS Q10 395 | £ | 1 |  | 0
|  | Page : 8.2/2 |  |  | To Bill Summary | 0
| No. | DESCRIPTION OF WORKS |  |  |  | £ p
| No. | BILL SUMMARY
|  | Page : 8.2/1 |  |  |  | 0
|  | Page : 8.2/2 |  |  |  | 0
|  | Page : 8.2/3 |  |  | To Tender Summary | 0

## 8.3
BQ Id | No. | DESCRIPTION OF WORKS | UNIT | QTY | RATE | £ p
37: SOFT LANDSCAPING
Cultivating
412 | A | 400mm deep (New planter zone) | m² | 31 |  | 0
Trees
Refer to drawing 6251/L/03
383 | B | Cherry Tree | nr | 4 |  | 0
Dig up existing Cherry Tree from position 7 and
384 | C | replant at position 15. | nr | 1 |  | 0
Remove existing Wych Elm and replace with new
385 | D | Rowan Tree at position 10. | nr | 1 |  | 0
|  | Page : 8.3/1 |  |  | To Bill Summary | 0
| No. | DESCRIPTION OF WORKS |  |  |  | £ p
| No. | BILL SUMMARY
|  | Page : 8.3/1 |  |  |  | 0
|  | Page : 8.3/2 |  |  | To Tender Summary | 0

## 8.4
BQ Id | No. | DESCRIPTION OF WORKS | UNIT | QTY | RATE | £ p
4: ALTERATIONS, REPAIRS & CONSERVATION
Works of alteration
Refer to drawing 6251-C-17
Carefully remove existing stone gate post as
detailed on the tender drawing and later reinstate in
new location all as detailed, complete - Main
531 | A | Entrance | nr | 2 |  | 0
New cast iron decorative top spike and top section
spindle, to match existing, in repairs, all as detailed,
535 | B | complete - Main Entrance | nr | 1 |  | 0
New cast iron decorative top spike, to match
existing, in repairs, all as detailed, complete - Main
534 | C | Entrance | nr | 2 |  | 0
Remove existing cast iron gates, lay aside and later
refix in new re located position, all as detailed,
1074 | D | complete - Rear Entrance | nr | 2 |  | 0
Remove existing cast iron gates, lay aside and later
refix on new re located stone gate posts, all as
533 | E | detailed, complete - Main Entrance | nr | 2 |  | 0
Remove existing railings and stone wall below to
allow opening to be widened, (gate post relocation
measured separately) all as detailed, complete -
532 | F | Main Entrance | nr | 2 |  | 0
Resin repair with steel dowels and mortar pointed at
gate pillar, in repairs, all as detailed, complete -
540 | G | Main Entrance | nr | 1 |  | 0
Refer to drawing 6251-C-001
Break out existing concrete step, remove off site -
524 | H | 2300mm long ref ED01 | nr | 1 |  | 0
Refer to drawing 6251-C-003
Break out existing concrete step, remove off site -
525 | I | 2000mm long ref ED02 | nr | 1 |  | 0
Refer to drawing 6251-C-005
Break out existing concrete step, remove off site -
526 | J | 2300mm long ref ED08 | nr | 1 |  | 0
|  | Page : 8.4/1 |  |  | To Bill Summary | 0
BQ Id | No. | DESCRIPTION OF WORKS | UNIT | QTY | RATE | £ p
5: EXCAVATING & FILLING
Note;
All substructures are subject to re-measurement.
Under NRM2 it should be noted when pricing that
compaction is deemed included in the excavation
items. All quantities are Provisional.
Excavation
Foundation excavation, from reduced level
Not exceeding 2 m deep
435 | A | Generally, retaining walls (Provisional Quantity) | m³ | 20 |  | 0
Disposal
Excavated material off site
438 | B | To a location found by the contractor and depositing | m³ | 20 |  | 0
Imported filling
Type 1 Hardcore, Beds exceeding 500mm deep
Level, to falls, cross falls or cambers
443 | C | Backfilling foundations (Provisional Quantity) | m³ | 4 |  | 0
Type 1 Hardcore, Beds not exceeding 500mm deep
Level, to falls, cross falls or cambers
To general excavations to make up levels (ramps)
442 | D | (Provisional Quantity) | m³ | 16 |  | 0
11: IN-SITU CONCRETE WORKS
Reinforced in-situ concrete; horizontal Work
Horizontal Work, <300mm thick
In structures
448 | E | Plain, in retaining walls | m³ | 6 |  | 0
Plain in-situ concrete; sloping work < 15°
<300mm thick
In ramps
522 | F | Poured on or against earth or unblinded hardcore | m³ | 5 |  | 0
|  | Page : 8.4/2 |  |  | To Bill Summary | 0
BQ Id | No. | DESCRIPTION OF WORKS | UNIT | QTY | RATE | £ p
Surface finishes to concrete
To top surfaces
Sloping
523 | A | Tamped light rib non slip finish, generally | m² | 54 |  | 0
13: PRECAST CONCRETE
Precast concrete sills, lintels, copings and the like
Refer to drawing 6251-C-009
Precast concrete steps to have 300mm going and
150mm rise
527 | B | Span 1150mm | nr | 3 |  | 0
14: MASONRY
Brick/Block walls
In retaining walls
215mm thick, red engineering brickwork forming
soldier course cope, spec NBS F10/110A
521 | C | (Provisional Quantity) | m | 52 |  | 0
215mm thick, red engineering brickwork, spec NBS
454 | D | F10/110A (Provisional Quantity) | m² | 34 |  | 0
Damp-proof courses < 300mm wide
Hyload DPC
473 | E | Horizontal, 215mm | m | 52 |  | 0
25: STAIRS, WALKWAYS AND BALUSTRADES
Gates
Refer to drawing 6251-C-17
Double gates, size 3030x1800mm high, include
altering existing to accommodate, forming bi fold
cast iron gates, to match existing detailing, all as
detailed on the tender drawing, complete - Main
486 | F | Entrance | nr | 1 |  | 0
|  | Page : 8.4/3 |  |  | To Bill Summary | 0
BQ Id | No. | DESCRIPTION OF WORKS | UNIT | QTY | RATE | £ p
Handrail and balusters
Galvanised Steel handrail, complete, refer to
tender drawing 6251-C-009
900mm high, bolted through base plates into soldier
483 | A | course, spec L30/570 | m | 10 |  | 0
36: FENCING
Fencing
Close Board Timber Fence with posts and
galvanised steel post anchor with 300mm long
anchor cast into concrete foundation 300x500mm
deep at 2.4m centres
Refer to drawing 6251/L/03
414 | B | 1200mm high, spec NBS Q40 310A | m | 53 |  | 0
Gates
Gate including posts, with foundation 450x600mm
deep and requisite ironmongery as detailed,
complete
Refer to drawing 6251/L/03
Galvanised steel gates, 3800mm wide, NBS Spec
427 | C | Q50 120A | nr | 1 |  | 0
Timber, 900mm wide x 1200mm high, NBS Spec
415 | D | Q40 550A | nr | 1 |  | 0
|  | Page : 8.4/4 |  |  | To Bill Summary | 0
| No. | DESCRIPTION OF WORKS |  |  |  | £ p
| No. | BILL SUMMARY
|  | Page : 8.4/1 |  |  |  | 0
|  | Page : 8.4/2 |  |  |  | 0
|  | Page : 8.4/3 |  |  |  | 0
|  | Page : 8.4/4 |  |  |  | 0
|  | Page : 8.4/5 |  |  | To Tender Summary | 0

## 8.5
BQ Id | No. | DESCRIPTION OF WORKS | UNIT | QTY | RATE | £ p
35: SITE WORKS
Spot items
Bollards, including excavating pit, concrete base,
386 | A | base plate etc all as detailed, spec Q50 190A | nr | 11 |  | 0
Classic Wooden Garden Gazebo Nursery Garden,
389 | B | all as detailed, spec Q50 345A | nr | 1 |  | 0
Cycle Stand Covered, including excavating pit,
concrete base, base plate etc all as detailed, spec
387 | C | Q50 210A | nr | 1 |  | 0
Cycle Stand Uncovered, bolted to asphalt road
388 | D | finish, all as detailed, spec Q50 210B | nr | 1 |  | 0
Solar powered garden lamps, all as detailed, spec
428 | E | Q50 370A | nr | 4 |  | 0
|  | Page : 8.5/1 |  |  | To Bill Summary | 0
| No. | DESCRIPTION OF WORKS |  |  |  | £ p
| No. | BILL SUMMARY
|  | Page : 8.5/1 |  |  |  | 0
|  | Page : 8.5/2 |  |  | To Tender Summary | 0

## 8.6
BQ Id | No. | DESCRIPTION OF WORKS | UNIT | QTY | RATE | £ p
Works of alteration
CCTV camera inspection of existing drainage
363 | A | system to establish condition | £ | 1 |  | 0
4: ALTERATIONS, REPAIRS & CONSERVATION
Works of alteration
Saw Cutting and Breaking up existing concrete slab
(assume 200mm deep) and reinstatement following
381 | B | drainage installation, within building, complete | m | 63 |  | 0
34: DRAINAGE BELOW GROUND LEVEL
Note;
|  | 1. Refer to NBS Spec, when pricing the following; |  | 1 |  | 0
2. Refer to drawing 6251 GA 301 when pricing the
|  | following; |  | 1 |  | 0
3. All drainage quantities are provisional and subject
|  | to re measurement; |  | 1 |  | 0
Combined drain systems;
Drain runs
Excavating trenches not exceeding 750mm average
depth for plastics pipework, including 110mm
nominal diameter UPVC pipework, pipe bedding and
surround, pea gravel 150mm all round, disposal of
366 | C | excavated material off site | m | 13 |  | 0
Excavating trenches not exceeding 750mm average
depth for plastics pipework, including 110mm
nominal diameter UPVC pipework, pipe bedding and
surround, pea gravel 150mm all round, disposal of
367 | D | excavated material off site, within building | m | 63 |  | 0
368 | E | Testing and commissioning | £ | 1 |  | 0
Pipe fittings
369 | F | 110mm pop up, complete (Provisional Quantity) | nr | 27 |  | 0
ACO Multidrain MD drain assembly, include
concrete bedding and support, complete, spec Q10
370 | G | 180A | m | 23 |  | 0
371 | H | Bends | nr | 81 |  | 0
372 | I | Branches | nr | 30 |  | 0
373 | J | Connection to existing drainage | nr | 16 |  | 0
|  | Page : 8.6/1 |  |  | To Bill Summary | 0
BQ Id | No. | DESCRIPTION OF WORKS | UNIT | QTY | RATE | £ p
376 | A | Floor gully, complete, spec R11 315 | nr | 1 |  | 0
375 | B | Rodding point | nr | 1 |  | (Rate only)
Rainwater Trap
Rainwater Trap, Include excavating pit, lid and
377 | C | frame, connections to pipework, complete | nr | 4 |  | 0
Inspection Chamber
450mm diameter, Include excavating pit, lid and
378 | D | frame, connections to pipework, complete | nr | 1 |  | 0
Manhole
600x600x900mm deep, manhole, Include
excavating pit, lid and frame, connections to
379 | E | pipework, complete | nr | 1 |  | 0
Road Gullies
Road Gullies and Silt Traps, Include excavating pit,
lid and frame, connections to pipework, complete
1226 | F | (Provisional) | nr | 10 |  | 0
Testing
380 | G | Testing and commissioning | £ | 1 |  | 0
|  | Page : 8.6/2 |  |  | To Bill Summary | 0
| No. | DESCRIPTION OF WORKS |  |  |  | £ p
| No. | BILL SUMMARY
|  | Page : 8.6/1 |  |  |  | 0
|  | Page : 8.6/2 |  |  |  | 0
|  | Page : 8.6/3 |  |  | To Tender Summary | 0

## 8.7
BQ Id | No. | DESCRIPTION OF WORKS | UNIT | QTY | RATE | £ p
41: BUILDERS WORK IN CONNECTION WITH
MECHANICAL, ELECTRICAL & TRANSPORTATION
INSTALLATIONS
Work for external services installations
Underground service runs
Excavating trenches average depth exceeding
1000mm but not exceeding 1500mm, through
tarmacadam surfacing, comprising (1nr) 32mm
nominal diameter water pipe with warning tape
above - pipe supplied elsewhere
Pipe bedding and surround, 150mm surround in
sand bedding, reinsatatment of tar on completion
1227 | A | (refer to drawing M(53)3001) | m | 76 |  | 0
Excavating trenches average depth exceeding
1000mm but not exceeding 1500mm, through
tarmacadam surfacing, comprising (1nr) 90mm
nominal diameter duct for BT/Fibre cable with
warning tape above
Pipe bedding and surround, 150mm surround in
1231 | B | sand bedding, reinsatatment of tar on completion | m | 76 |  | 0
Excavating trenches average depth exceeding
1000mm but not exceeding 1500mm, through
tarmacadam surfacing, comprising (1nr) 90mm
nominal diameter gas pipe with warning tape
above - pipe supplied elsewhere
Pipe bedding and surround, 150mm surround in
sand bedding, reinsatatment of tar on completion
1190 | C | (refer to drawing M(54)3001) | m | 76 |  | 0
Excavating trenches average depth exceeding
1000mm but not exceeding 1500mm, through
tarmacadam surfacing, comprising (1nr) 110mm
nominal diameter twinwall purple steelighting duct
with warning tape above
Pipe bedding and surround, 150mm surround in
sand bedding, reinsatatment of tar on completion
1228 | D | (refer to drawing E(90)001) | m | 109 |  | 0
Excavating trenches average depth exceeding
1000mm but not exceeding 1500mm, through
tarmacadam surfacing, comprising (1nr) 125mm
nominal diameter solid upvc red electrical duct
with warning tape above
Pipe bedding and surround, 150mm surround in
sand bedding, reinsatatment of tar on completion
1229 | E | (refer to drawing E(90)001) | m | 10 |  | 0
|  | Page : 8.7/1 |  |  | To Bill Summary | 0
BQ Id | No. | DESCRIPTION OF WORKS | UNIT | QTY | RATE | £ p
Items extra over service runs irrespective of depth
or pipe size
Breaking up concrete floor and hole through
external masonry wall for termination of entry duct
Reinstating, to match existing surfacing on
1191 | A | completion of the works | nr | 1 |  | 0
Pipe duct fittings
50mm diameter red electrical slow entry bend to
1192 | B | building | nr | 1 |  | 0
1230 | C | Duct Access Chamber | nr | 2 |  | 0
|  | Page : 8.7/2 |  |  | To Bill Summary | 0
| No. | DESCRIPTION OF WORKS |  |  |  | £ p
| No. | BILL SUMMARY
|  | Page : 8.7/1 |  |  |  | 0
|  | Page : 8.7/2 |  |  |  | 0
|  | Page : 8.7/3 |  |  | To Tender Summary | 0